## Лист1
Артикул | Назва | Ціна роздріб EUR
1001 | K 100 M Circular duct fan | 123
1004 | K 100 XL Circular duct fan | 134
1002 | K 125 M Circular duct fan | 125
1003 | K 125 XL Circular duct fan | 136
1017 | K 150 M Circular duct fan | 138
1018 | K 150 XL Circular duct fan | 161
1005 | K 160 M Circular duct fan | 138
1006 | K 160 XL Circular duct fan | 161
1007 | K 200 M Circular duct fan | 163
1008 | K 200 L Circular duct fan | 200
1009 | K 250 M Circular duct fan | 165
1010 | K 250 L Circular duct fan | 203
1011 | K 315 M Circular duct fan | 259
1012 | K 315 L Circular duct fan | 299
1205 | KV 100 M Circular duct fan | 136
1207 | KV 100 XL Circular duct fan | 147
1208 | KV 125 M Circular duct fan | 138
1210 | KV 125 XL Circular duct fan | 149
1211 | KV 150 M Circular duct fan | 150
1212 | KV 150 XL Circular duct fan | 177
1213 | KV 160 M Circular duct fan | 150
1214 | KV 160 XL Circular duct fan | 177
1215 | KV 200 M Circular duct fan | 179
1216 | KV 200 L Circular duct fan | 219
1217 | KV 250 M Circular duct fan | 179
1218 | KV 250 L Circular duct fan | 219
1219 | KV 315 M Circular duct fan | 279
1220 | KV 315 L Circular duct fan | 319
5755 | RVK 100E2-A1 1ph/230V | 120
5756 | RVK 125E2-A1 1ph/230V | 121
9775 | RVK 125E2-L1 1ph/230V | 131
5757 | RVK 150E2-A1 1ph/230V | 138
5758 | RVK 150E2-L1 1ph/230V | 156
5759 | RVK 160E2-A1 1ph/230V | 138
5760 | RVK 160E2-L1 1ph/230V | 156
5761 | RVK 200E2-A1 1ph/230V | 159
5762 | RVK 200E2-L1 1ph/230V | 197
5763 | RVK 250E2-A1 1ph/230V | 165
5764 | RVK 250E2-L1 1ph/230V | 205
5765 | RVK 315E2-A1 1ph/230V | 259
5766 | RVK 315E2-L1 1ph/230V | 299
2580 | K 160 EC Circular duct fan | 312
2581 | K 200 EC Circular duct fan | 324
2583 | K 250 EC Circular duct fan | 415
2584 | K 315 M EC Circular duct fan | 621
2585 | K 315 L EC Circular duct fan | 812
2075 | KVO 100 Circular duct fan | 271
2020 | KVO 125 Circular duct fan | 284
2024 | KVO 160 Circular duct fan | 327
2025 | KVO 200 Circular duct fan | 449
2027 | KVO 250 Circular duct fan | 590
2029 | KVO 315 Circular duct fan | 987
2030 | KVO 355 Circular duct fan | 1243
2031 | KVO 400 Circular duct fan | 1283
1284 | KD 200 L1 Circular duct fan | 479
1285 | KD 250 M1 Circular duct fan | 489
1286 | KD 250 L1 Circular duct fan | 539
1288 | KD 315 L1 Circular duct fan | 539
1287 | KD 315 M1 Circular duct fan | 459
1291 | KD 355 S1 Circular duct fan | 519
1289 | KD 315 XL1 Circular duct fan | 790
1292 | KD 355 M1 Circular duct fan | 790
1294 | KD 355 XL1 Circular duct fan | 1239
1296 | KD 355 XL3 Circular duct fan | 1275
1297 | KD 400 M1 Circular duct fan | 1239
1300 | KD 400 M3 Circular duct fan | 1275
1301 | KD 400 XL1 Circular duct fan | 1885
1302 | KD 400 XL3 Circular duct fan | 1710
1303 | KD 450 M1 Circular duct fan | 1895
1304 | KD 450 M3 Circular duct fan | 1727
1305 | KD 450 XL1 Circular duct fan | 2263
1307 | KD 450 XL3 Circular duct fan | 2163
1309 | KD 500 M1 Circular duct fan | 2280
1310 | KD 500 M3 Circular duct fan | 2149
2430 | KVK 125 Ins. Circ. duct fan | 389
2433 | KVK 160 M Ins. Circ. duct fan | 398
2434 | KVK 160 L Ins. Circ. duct fan | 419
1337 | KVK 200 Ins. Circ. duct fan | 561
1347 | KVK 250 Ins. Circ. duct fan | 663
1357 | KVK 315 M Ins. Circ. duct fan | 1135
1365 | KVK 315 L Ins. Circ. duct fan | 1235
1370 | KVK 355 Ins. Circ. duct fan | 1249
1375 | KVK 400 Ins. Circ. duct fan | 1270
4506 | KVK 500 Ins. Circ. duct fan | 2619
5341 | KVK DUO 125 Circular duct fan | 995
5127 | KVK DUO 160 Circular duct fan | 1029
5030 | KVK DUO 200 Circular duct fan | 1379
5031 | KVK DUO 250 Circular duct fan | 1529
5032 | KVK DUO 315M Circular duct fan | 2475
5773 | KVK DUO 315L Circular duct fan | 2869
5774 | KVK DUO 355 Circular duct fan | 2829
5775 | KVK DUO 400 Circular duct fan | 3149
2570 | KVKE 125 EC Circular duct fan | 707
2571 | KVKE 160 EC Circular duct fan | 770
2575 | KVKE 200 EC Circular duct fan | 1005
2577 | KVKE 250 EC Circular duct fan | 1418
2578 | KVKE 315 EC Circular duct fan | 2143
1406 | KVKE 125 Circular duct fan | 525
1409 | KVKE 160 Circular duct fan | 584
1412 | KVKE 200 Circular duct fan | 660
1416 | KVKE 250 M Circular duct fan | 822
1419 | KVKE 250L Circular duct fan | 923
1421 | KVKE315M Circular duct fan | 1250
1423 | KVKE315 L Circular duct fan | 1425
1463 | KE 40-20-4 Rectangular fan | 461
1467 | KE 50-25-4 Rectangular fan | 618
1473 | KE 50-30-4 Rectangular fan | 723
1471 | KE 50-30-6 Rectangular fan | 650
1478 | KE 60-30-4 Rectangular fan | 938
1476 | KE 60-30-6 Rectangular fan | 878
1480 | KE 60-35-6 Rectangular fan | 1021
1482 | KT 40-20-4 Rectangular fan | 482
1487 | KT 50-25-4 Rectangular fan | 597
1485 | KT 50-25-6 Rectangular fan | 591
1489 | KT 50-30-4 Rectangular fan | 677
1491 | KT 50-30-6 Rectangular fan | 667
1494 | KT 60-30-4 Rectangular fan | 908
1493 | KT 60-30-6 Rectangular fan | 734
1499 | KT 60-35-4 Rectangular fan | 1080
1497 | KT 60-35-6 Rectangular fan | 943
1506 | KT 70-40-4 Rectangular fan | 1654
1504 | KT 70-40-6 Rectangular fan | 1145
1502 | KT 70-40-8 Rectangular fan | 1183
1513 | KT 80-50-4 Rectangular fan | 2168
1511 | KT 80-50-6 Rectangular fan | 1836
1509 | KT 80-50-8 Rectangular fan | 1729
1516 | KT 100-50-6 Rectangular fan | 2277
1514 | KT 100-50-8 Rectangular fan | 2290
1435 | RS 30-15 Rectangular fan | 296
1439 | RS 40-20 M Rectangular fan | 350
1443 | RS 40-20 L Rectangular fan | 409
1447 | RS 50-25 Rectangular fan | 605
1795 | RS 60-35 M1 A-wheel rec fan | 1079
1796 | RS 60-35 M3 A-wheel rec. fan | 1069
2046 | RS 60-35 L1 A-wheel rec fan | 1199
2047 | RS 60-35 L3 A-wheel rec. fan | 1079
1797 | RS 70-40 L1 A-wheel rec. fan | 1404
1798 | RS 70-40 L3 A-wheel rec. fan | 1394
1799 | RS 80-50 M3 A-wheel rec. fan | 1803
19556 | RS 80-50 L3 A-wheel rec. fan | 1881
1801 | RS 100-50 L3 A-wheel rec. fan | 2429
1788 | RSI 60-35 M1 A-w Ins. rec. fan | 1522
1789 | RSI 60-35 M3 A-w Ins. rec. fan | 1535
2042 | RSI 60-35 L1 A-w Ins. rec. fan | 1649
2043 | RSI 60-35 L3 A-w Ins. rec. fan | 1727
1790 | RSI 70-40 L1 A-w Ins. rec. fan | 1946
1791 | RSI 70-40 L3 A-w Ins. rec. fan | 1972
1792 | RSI 80-50 M3 A-w Ins. rec. fan | 2533
1793 | RSI 80-50 L3 A-w Ins. rec. fan | 2638
1794 | RSI 100-50 L3 A-w Ins. rec.fan | 3362
33207 | Mini MUB 200EC DE | 1075
30676 | MUB 025 315EC-A2 Multibox | 1256
30670 | MUB 025 355EC-A2 Multibox | 1919
30209 | MUB 042 400EC-A2 Multibox | 2080
31380 | MUB 042 450EC-A2-K Multibox | 2476
30610 | MUB 042 450EC-A2 Multibox | 2585
30314 | MUB 042 500EC-A2 Multibox | 2950
30235 | MUB 062 560EC-A2 Multibox | 4392
30207 | MUB 062 630EC-A2 Multibox | 4844
34540 | MUB 042 500D4-C3 Multibox | 1493
34562 | MUB 062 560D4-C3 Multibox | 1784
34541 | MUB 062 630D4-C3 Multibox | 1841
2104 | MUB 025 355E4-A2 Multibox | 1129
2775 | MUB 025 355DV-A2 Multibox | 1198
2116 | MUB 042 400E4-A2 Multibox | 1339
2112 | MUB 042 400DV-A2 Multibox | 1371
2124 | MUB 042 450E4-A2 Multibox | 1532
2123 | MUB 042 450DV-A2 Multibox | 1435
2134 | MUB 042 499E4-A2 Multibox | 1995
2133 | MUB 042 499DV-A2 Multibox | 1690
2141 | MUB 042 500E4-A2 Multibox | 2069
33542 | MUB 042 500D4-A2 IE2 | 1799
33543 | MUB 062 560D4-A2 IE2 | 2175
33544 | MUB 062 560D6-A2 IE2 | 2198
33545 | MUB 062 630D4-A2 IE2 | 2245
33546 | MUB 062 630D6-A2 IE2 | 2555
2150 | MUB 062 630DV-B2 Multibox | 3440
33549 | MUB 100 630D4-L IE2 | 3649
33548 | MUB 100 710D6-A2 IE2 | 3195
1311 | KDRE 45 Square Duct Fan | 911
1313 | KDRE 50 Square Duct Fan | 1404
1315 | KDRE 55 Square Duct Fan | 1907
1317 | KDRE 65 Square Duct Fan | 2109
1314 | KDRD 50 Square Duct Fan | 1404
1316 | KDRD 55 Square Duct Fan | 1907
1318 | KDRD 65 Square Duct Fan | 2109
6690 | KDRD 70 Square Duct Fan | 3181
33655 | MUB/T 042 400DV | 2095
33656 | MUB/T 042 400E4 | 2295
33657 | MUB/T 042 450D4-IE2 | 2265
33658 | MUB/T 042 450E4 | 2365
33622 | MUB/T 042 500D4-IE2 | 2330
33659 | MUB/T 062 560D4-IE2 | 2820
33660 | MUB/T 062 630D4-IE2 | 2999
34546 | MUB/T 025 355EC | 2430
34545 | MUB/T 042 400EC | 3572
34491 | MUB/T 042 450EC | 3585
34538 | MUB/T 042 500EC | 4727
34539 | MUB/T 062 560EC | 5537
1226 | TFSR 160 EC Roof fan Black | 460
1227 | TFSR 200 EC Roof fan Black | 495
1223 | TFSK 160 EC Roof fan Black | 460
1224 | TFSK 200 EC Roof fan Black | 495
1330 | TFSR 125 M Roof fan Black | 205
1332 | TFSR 125 XL Roof fan Black | 230
1333 | TFSR 160 Roof fan Black | 235
1334 | TFSR 200 Roof fan Black | 270
1336 | TFSR 315 M Roof fan Black | 420
1343 | TFSR 315 L Roof fan Black | 460
1354 | TFSR 125 M Roof fan Red | 215
1355 | TFSR 125 XL Roof fan Red | 240
1356 | TFSR 160 Roof fan Red | 245
1361 | TFSR 200 Roof fan Red | 280
1363 | TFSR 315 M Roof fan Red | 430
1364 | TFSR 315 L Roof fan Red | 470
1344 | TFSK 125 M Roof fan Black | 205
1346 | TFSK 125 XL Roof fan Black | 230
1348 | TFSK 160 Roof fan Black | 235
1349 | TFSK 200 Roof fan Black | 270
1350 | TFSK 315 M Roof fan Black | 420
1352 | TFSK 315 L Roof fan Black | 460
1367 | TFSK 125 M Roof fan Red | 215
1369 | TFSK 125 XL Roof fan Red | 240
1371 | TFSK 160 Roof fan Red | 245
1372 | TFSK 200 Roof fan Red | 280
1373 | TFSK 315 M Roof fan Red | 430
1374 | TFSK 315 L Roof fan Red | 470
1271 | TFE 220 S Roof fan | 429
2002 | TFE 220 S Roof fan Red | 449
1269 | TFE 220 M Roof fan | 469
2001 | TFE 220 M Roof fan Red | 489
1697 | TOE 355-4 Roof fan | 1590
1698 | TOV 355-4 Roof fan | 1490
1699 | TOE 400-4 Roof fan | 1770
1700 | TOV 400-4 Roof fan | 1630
1701 | TOV 450-4 Roof fan | 1990
5045 | TOV 500-4 Roof fan | 2550
5047 | TOV 560-4 Roof fan | 3450
34500 | DHA sileo 400E4 1ph/230V | 1030
34501 | DHA sileo 400DV 3ph/400V | 1060
34502 | DHA sileo 500E4 1ph/230V | 1470
34503 | DHA sileo 500DV 3ph/400V | 1470
34504 | DHA sileo 630E6 1ph/230V | 2170
34505 | DHA sileo 630DS 3ph/400V | 2095
34506 | DHA sileo 630DV 3ph/400V | 2695
33251 | DVC 190-P (1Ph/230V) | 1250
32569 | DVC 190-S (1Ph/230V) | 790
30690 | DVC 225-P (1Ph/230V) | 1515
30667 | DVC 225-S (1Ph/230V) | 1141
30691 | DVC 225-P+REV(1Ph/230V) | 1609
30725 | DVC 225-S+REV(1Ph/230V) | 1235
30701 | DVCI 225-P (1Ph/230V) | 1741
30693 | DVCI 225-S (1Ph/230V) | 1371
30717 | DVCI 225-P+REV(1Ph/230V) | 1836
30709 | DVCI 225-S+REV(1Ph/230V) | 1465
30634 | DVC 315-P (1Ph/230V) | 1812
30619 | DVC 315-S (1Ph/230V) | 1265
30684 | DVC 315-P+REV(1Ph/230V) | 1904
30585 | DVC 315-S+REV(1Ph/230V) | 1360
30702 | DVCI 315-P (1Ph/230V) | 2225
30694 | DVCI 315-S (1Ph/230V) | 1681
30718 | DVCI 315-P+REV(1Ph/230V) | 2319
30710 | DVCI 315-S+REV(1Ph/230V) | 1775
30635 | DVC 355-P (1Ph/230V) | 2554
30620 | DVC 355-S (1Ph/230V) | 1907
30692 | DVC 355-P+REV(1PH/230V) | 2648
30621 | DVC 355-S+REV(1Ph/230V) | 2002
30703 | DVCI 355-P (1Ph/230V) | 3006
30695 | DVCI 355-S (1Ph/230V) | 2349
30719 | DVCI 355-P+REV(1Ph/230V) | 3101
30711 | DVCI 355-S+REV(1Ph/230V) | 2444
30682 | DVC 400-P (1Ph/230V) | 2687
30622 | DVC 400-S (1Ph/230V) | 2040
30685 | DVC 400-P+REV(1Ph/230V) | 2780
30623 | DVC 400-S+REV(1Ph/230V) | 2134
30704 | DVCI 400-P (1Ph/230V) | 3139
30696 | DVCI 400-S (1Ph/230V) | 2493
30720 | DVCI 400-P+REV(1Ph/230V) | 3233
30712 | DVCI 400-S+REV(1Ph/230V) | 2587
31327 | DVC 450-PK (1Ph/230V) | 3059
31427 | DVC 450-SK (1Ph/230V) | 2485
33195 | DVCI 450-PK (1Ph/230V) | 3490
32744 | DVCI 450-SK (1Ph/230V) | 2939
30683 | DVC 450-P (3Ph/400V) | 3252
30626 | DVC 450-S (3Ph/400V) | 2587
30686 | DVC 450-P+REV(3Ph/400V) | 3354
30627 | DVC 450-S+REV(3Ph/400V) | 2689
30705 | DVCI 450-P (3Ph/400V) | 3705
30697 | DVCI 450-S (3Ph/400V) | 3041
30721 | DVCI 450-P+REV(3Ph/400V) | 3807
30713 | DVCI 450-S+REV(3Ph/400V) | 3135
30679 | DVC 500-P (3Ph/400V) | 3392
30628 | DVC 500-S (3Ph/400V) | 2731
30687 | DVC 500-P+REV(3Ph/400V) | 3494
30629 | DVC 500-S+REV(3Ph/400V) | 2837
30706 | DVCI 500-P (3Ph/400V) | 3845
30698 | DVCI 500-S (3Ph/400V) | 3184
30722 | DVCI 500-P+REV(3Ph/400V) | 3951
30714 | DVCI 500-S+REV(3Ph/400V) | 3290
30680 | DVC 560-P (3Ph/400V) | 4891
30630 | DVC 560-S (3Ph/400V) | 4517
30688 | DVC 560-P+REV(3Ph/400V) | 4997
30631 | DVC 560-S+REV(3Ph/400V) | 4623
30707 | DVCI 560-P (3Ph/400V) | 5647
30699 | DVCI 560-S (3Ph/400V) | 5273
30723 | DVCI 560-P+REV(3Ph/400V) | 5752
30715 | DVCI 560-S+REV(3Ph/400V) | 5378
30681 | DVC 630-P (3Ph/400V) | 5371
30632 | DVC 630-S (3Ph/400V) | 4755
30689 | DVC 630-P+REV(3Ph/400V) | 5477
30633 | DVC 630-S+REV(3Ph/400V) | 4861
30708 | DVCI 630-P (3Ph/400V) | 6126
30700 | DVCI 630-S (3Ph/400V) | 5511
30724 | DVCI 630-P+REV(3Ph/400V) | 6232
30716 | DVCI 630-S+REV(3Ph/400V) | 5643
5730 | DVS 190EZ Roof fan | 399
5731 | DVS 225EZ Roof fan | 409
5732 | DVS 225EV Roof fan | 550
5733 | DVS 310EV Roof fan | 749
5734 | DVS 310ES Roof fan | 739
5735 | DVS 311EV Roof fan | 750
5736 | DVS 311ES Roof fan | 740
5737 | DVS 355E4 Roof fan | 998
33317 | DVS sileo 400E4 roof fan | 1099
33318 | DVS sileo 400E6 roof fan | 1089
33320 | DVS sileo 450E4 roof fan | 1389
33321 | DVS sileo 450E6 roof fan | 1349
33322 | DVS sileo 499DV roof fan | 1498
33326 | DVS sileo 500E6 roof fan | 1459
5710 | DVS 355DV Roof fan | 995
33315 | DVS sileo 400DV roof fan | 1099
33316 | DVS sileo 400DS roof fan | 1139
33319 | DVS sileo 450DV roof fan | 1349
33324 | DVS sileo 500DV roof fan | 1798
33325 | DVS sileo 500DS roof fan | 1499
33327 | DVS sileo 560DV roof fan | 2399
33328 | DVS sileo 560DS roof fan | 2059
33329 | DVS sileo 630DV roof fan | 3295
33330 | DVS sileo 630DS roof fan | 2598
5752 | DVS 710DS Roof fan | 3698
5712 | DHS 190EZ roof fan | 399
5713 | DHS 225EZ roof fan | 409
5714 | DHS 225EV roof fan | 550
5703 | DHS 310EV roof fan | 749
5704 | DHS 310ES roof fan | 739
5705 | DHS 311EV roof fan | 750
5715 | DHS 311ES roof fan | 740
5706 | DHS 355E4 roof fan | 998
33349 | DHS sileo 400E4 roof fan | 1099
33350 | DHS sileo 400E6 roof fan | 1089
33352 | DHS sileo 450E4 roof fan | 1389
33353 | DHS sileo 450E6 roof fan | 1349
33354 | DHS sileo 499DV roof fan | 1498
33358 | DHS sileo 500E6 roof fan | 1459
5707 | DHS 355DV roof fan | 995
33347 | DHS sileo 400DV roof fan | 1099
33348 | DHS sileo 400DS roof fan | 1139
33351 | DHS sileo 450DV roof fan | 1349
33356 | DHS sileo 500DV roof fan | 1798
33357 | DHS sileo 500DS roof fan | 1499
33359 | DHS sileo 560DV roof fan | 2399
33360 | DHS sileo 560DS roof fan | 2059
33361 | DHS sileo 630DV roof fan | 3295
33362 | DHS sileo 630DS roof fan | 2598
5729 | DHS 710DS roof fan | 3698
30273 | DVSI 190EZ Roof fan | 660
30275 | DVSI 225EZ Roof fan | 669
30274 | DVSI 225EV Roof fan | 819
2347 | DVSI 310EV Roof fan | 1259
2350 | DVSI 310ES Roof fan | 1249
2352 | DVSI 311EV roof fan | 1260
2381 | DVSI 311ES Roof fan | 1250
2356 | DVSI 355E4 roof fan | 1549
33333 | DVSI sileo 400E4 roof fan | 1695
33334 | DVSI sileo 400E6 roof fan | 1649
33336 | DVSI sileo 450E4 roof fan | 1990
33337 | DVSI sileo 450E6 roof fan | 1859
33338 | DVSI sileo 499DV roof fan | 2099
33342 | DVSI sileo 500E6 roof fan | 2098
2354 | DVSI 355DV roof fan | 1599
33331 | DVSI sileo 400DV roof fan | 1689
33332 | DVSI sileo 400DS roof fan | 1749
33335 | DVSI sileo 450DV roof fan | 1949
33340 | DVSI sileo 500DV roof fan | 2419
33341 | DVSI sileo 500DS roof fan | 2069
33343 | DVSI sileo 560DV roof fan | 3599
33344 | DVSI sileo 560DS roof fan | 3299
33345 | DVSI sileo 630DV roof fan | 4498
33346 | DVSI sileo 630DS roof fan | 3798
2378 | DVSI 710DS roof fan | 5229
30301 | DVN 355E4 roof fan | 1469
30278 | DVN 355DV roof fan | 1395
30285 | DVN 355DS roof fan | 1619
2630 | DVN 400E4 roof fan | 1556
2631 | DVN 400DV roof fan | 1486
32184 | DVN 450D4 IE2 | 1774
32185 | DVN 500D4 IE2 | 1950
9852 | DVN 500DS roof fan | 1995
32187 | DVN 560D4 IE2 | 2499
32188 | DVN 560D6 IE2 | 2550
33554 | DVN 630D4 IE2 | 2596
32189 | DVN 630D6 IE2 | 2750
33555 | DVN 710D6 IE2 | 3490
33669 | DVN 710D6-L IE2 | 3650
34102 | DVN 800D6 IE2 roof fan | 9649
9853 | DVN 900D6 IE2 roof fan | 10199
30513 | DVNI 355DS roof fan | 1998
30446 | DVNI 355E4 roof fan insulated | 1965
30313 | DVNI 355DV roof fan insulated | 1885
3909 | DVNI 400E4 roof fan insulated | 2100
3396 | DVNI 400DV roof fan insulated | 2030
33462 | DVNI 450D4 IE2 | 2318
33463 | DVNI 500D4 IE2 | 2447
9857 | DVNI 500DS Roof fan | 2515
33465 | DVNI 560D4 IE2 | 3719
33466 | DVNI 560D6 IE2 | 3759
33468 | DVNI 630D4 IE2 | 3790
33467 | DVNI 630D6 IE2 | 3984
33469 | DVNI 710D6 IE2 | 4598
33670 | DVNI 710D6-L IE2 | 4698
34103 | DVNI 800D6 IE2 | 10740
9872 | DVNI 900D6 IE2 | 11330
3506 | DVV 400D4-6/120°C Roof fan | 2410
95139 | DVV 450D4/120°C IE2 | 2750
3530 | DVV 450D4-6/120°C Roof fan | 2910
95140 | DVV 560D4/120°C IE2 | 2950
3554 | DVV 560D4-6/120°C Roof fan | 3290
95138 | DVV 560D6/120°C IE2 | 2890
95143 | DVV 630D6/120°C IE2 | 4250
95141 | DVV 630D4-K/120°C IE2 | 3990
3582 | DVV 630D4-6-K/120°C Roof fan | 4290
95142 | DVV 630D4/120°C IE2 | 4390
3586 | DVV 630D4-6/120° Roof fan | 4890
95145 | DVV 800D6-K/120°C+REV IE2 | 5640
95144 | DVV 800D4-K/120°C+REV IE2 | 6990
3630 | DVV 800D4-8-K/120°C+REV | 7149
95146 | DVV 800D6/120°C+REV IE2 | 5990
3644 | DVV 800D6-8/120°C+REV Roof f. | 6390
95148 | DVV 800D4-M/120°C+REV IE2 | 8590
30040 | DVV 800D4-6-M/120°C+REV | 9959
30044 | DVV 800D4-8-M/120°C+REV | 10090
95149 | DVV 800D4-P/120°C+REV IE2 | 9790
30052 | DVV 800D4-6-P/120°+REV | 10290
30056 | DVV 800D4-8-P/120°C+REV | 10390
95147 | DVV 1000D6/120°C+REV IE2 | 9790
3663 | DVV 1000D6-8/120°+REV Roof fa | 11290
3669 | DVV 1000D8/120°+REV Roof fan | 9290
95151 | DVV 1000D4-M/120°C+REV IE2 | 11290
32288 | DVV 1000D4-6-M/120°+REV Roof | 14390
32289 | DVV 1000D4-8-M/120°+REV Roof | 13190
95152 | DVV 1000D6-M/120°C+REV IE2 | 8990
95150 | DVV 1000D4-P/120°C+REV IE2 | 13290
31265 | DVV 1000D4-6-P/120°+REV Roof | 15990
31269 | DVV 1000D4-8-P/120°+REV Roof | 17290
95212 | DVV 1000D6-P/120°+REV IE2 | 10295
1665 | ZRS 170 Smoke gas fan | 549
1667 | ZRS 180 Smoke gas fan | 729
34114 | AW sileo 200E2 Axial fan | 253
34115 | AW sileo 200E4 Axial fan | 242
35735 | AW sileo 250E2 Axial fan (ErP) | 290
34117 | AW sileo 250E4 Axial fan | 267
34118 | AW sileo 300E2 Axial fan | 377
34119 | AW sileo 300E4 Axial fan | 327
34121 | AW sileo 315E4 Axial fan | 340
34120 | AW sileo 315DV Axial fan | 361
34123 | AW sileo 350E4 Axial fan | 387
34122 | AW sileo 350DV Axial fan | 397
34125 | AW sileo 400E4 Axial fan | 440
34124 | AW sileo 400DV Axial fan | 448
34129 | AW sileo 450E4-K Axial fan | 515
34127 | AW sileo 450DV-K Axial fan | 523
34128 | AW sileo 450E4 Axial fan | 701
34126 | AW sileo 450DV Axial fan | 701
34130 | AW sileo 450E6 Axial fan | 754
34132 | AW sileo 500E4 Axial fan | 784
34131 | AW sileo 500DV Axial fan | 784
34133 | AW sileo 500E6 Axial fan | 812
34134 | AW sileo 560DV Axial fan | 929
34136 | AW sileo 560E6 Axial fan | 942
34135 | AW sileo 560E4 Axial fan | 1317
34139 | AW sileo 630E6 Axial fan | 1038
34138 | AW sileo 630DS Axial fan | 1038
34137 | AW sileo 630DV Axial fan | 1615
34142 | AW sileo 710E6 Axial fan | 1897
34141 | AW sileo 710DS Axial fan | 1844
34140 | AW sileo 710DV Axial fan | 2565
34143 | AW sileo 800DS Axial fan | 2041
34157 | AW sileo 910DS Axial fan | 3785
34144 | AW sileo 1000DS Axial fan | 4625
34457 | AR sileo 200E2 Axial fan | 389
34458 | AR sileo 200E4 Axial fan | 375
34459 | AR sileo 250E2 Axial fan | 439
34460 | AR sileo 250E4 Axial fan | 409
34462 | AR sileo 300E4 Axial fan | 489
34463 | AR sileo 315E4 Axial fan | 519
34464 | AR sileo 315DV Axial fan | 545
34465 | AR sileo 350E4 Axial fan | 532
34466 | AR sileo 350DV Axial fan | 549
34468 | AR sileo 400E4 Axial fan | 578
34470 | AR sileo 400DV Axial fan | 609
34471 | AR sileo 450E4 Axial fan | 976
34472 | AR sileo 450E4-K Axial fan | 693
34473 | AR sileo 450DV Axial fan | 962
34474 | AR sileo 450DV-K Axial fan | 709
34475 | AR sileo 500E4 Axial fan | 1067
34476 | AR sileo 500DV Axial fan | 1067
34477 | AR sileo 560E4 Axial fan | 1574
34478 | AR sileo 560DV Axial fan | 1197
34479 | AR sileo 630E6 Axial fan | 1463
34480 | AR sileo 630DV Axial fan | 2061
34481 | AR sileo 630DS Axial fan | 1436
34482 | AR sileo 710E6 Axial fan | 2554
34483 | AR sileo 710DV Axial fan | 3495
34484 | AR sileo 710DS Axial fan | 2465
34485 | AR sileo 800DS Axial fan | 2637
34486 | AR sileo 910DS Axial fan | 4361
4308 | AR 1000D6-2 Axial fan | 7704
34487 | AR sileo 1000DS Axial fan | 4616
CAX3152001 | AXC 315-10-2 (0,75kW) | 1236
CAX3152002 | AXC 315-10-2 (1,1kW) | 1248
CAX3152003 | AXC 315-10-2 (1,5kW) | 1318
CAX3552001 | AXC 355-10-2 (0,75kW) | 1248
CAX3552002 | AXC 355-10-2 (1,1kW) | 1258
CAX3552003 | AXC 355-10-2 (1,5kW) | 1322
CAX3552004 | AXC 355-10-2 (2,2kW) | 1352
CAX3553001 | AXC 355-10-2/4 (0,3-1,4kW) | 1480
CAX4002001 | AXC 400-10-2 (0,75kW) | 1306
CAX4002002 | AXC 400-10-2 (1,1kW) | 1318
CAX4002003 | AXC 400-10-2 (1,5kW) | 1380
CAX4002004 | AXC 400-10-2 (2,2kW) | 1410
CAX4002005 | AXC 400-10-2 (3,0kW) | 1504
CAX4003001 | AXC 400-10-2/4 (0,3-1,4kW) | 1512
CAX4003002 | AXC 400-10-2/4 (0,4-1,9kW) | 1548
CAX4003003 | AXC 400-10-2/4 (0,65-2,5kW) | 1800
CAX4502001 | AXC 450-10-2 (1,1kW) | 1354
CAX4502002 | AXC 450-10-2 (1,5kW) | 1418
CAX4502003 | AXC 450-10-2 (2,2kW) | 1448
CAX4502004 | AXC 450-10-2 (3,0kW) | 1540
CAX4502005 | AXC 450-10-2 (4,0kW) | 1650
CAX4503002 | AXC 450-10-2/4 (0,3-1,4kW) | 1576
CAX4503001 | AXC 450-10-2/4 (0,4-1,9kW) | 1612
CAX4503003 | AXC 450-10-2/4 (0,8-3,1kW) | 1890
CAX5002001 | AXC 500-10-2 (1,1kW) | 1432
CAX5002002 | AXC 500-10-2 (1,5kW) | 1498
CAX5002003 | AXC 500-10-2 (2,2kW) | 1524
CAX5002004 | AXC 500-10-2 (3,0kW) | 1618
CAX5002005 | AXC 500-10-2 (4,0kW) | 1730
CAX5003001 | AXC 500-10-2/4 (0,4-1,9kW) | 1684
CAX5003003 | AXC 500-10-2/4 (0,8-3,1kW) | 1934
CAX5003002 | AXC 500-10-2/4 (0,65-2,5kW) | 1860.156
CAX5602001 | AXC 560-3-2 (1,1kW) | 1678
CAX5602002 | AXC 560-3-2 (1,5kW) | 1720
CAX5602003 | AXC 560-3-2 (2,2kW) | 1774
CAX5602004 | AXC 560-3-2 (3,0kW) | 1972
CAX5602005 | AXC 560-3-2 (4,0kW) | 2036
CAX5602006 | AXC 560-3-2 (5,5kW) | 2614
CAX5602007 | AXC 560-3-2 (7,5kW) | 2698
CAX5602008 | AXC 560-3-2 (11,0kW) | 3140
CAX5602009 | AXC 560-3-2 (15,0kW) | 3448
CAX5602010 | AXC 560-6-2 (1,1kW) | 1720
CAX5602011 | AXC 560-6-2 (1,5kW) | 1762
CAX5602012 | AXC 560-6-2 (2,2kW) | 1816
CAX5602013 | AXC 560-6-2 (3,0kW) | 2014
CAX5602014 | AXC 560-6-2 (4,0kW) | 2078
CAX5602015 | AXC 560-6-2 (5,5kW) | 2656
CAX5602016 | AXC 560-6-2 (7,5kW) | 2740
CAX5602017 | AXC 560-6-2 (11,0kW) | 3182
CAX5602018 | AXC 560-6-2 (15,0kW) | 3490
CAX5602019 | AXC 560-9-2 (1,1kW) | 1762
CAX5602020 | AXC 560-9-2 (1,5kW) | 1804
CAX5602021 | AXC 560-9-2 (2,2kW) | 1858
CAX5602022 | AXC 560-9-2 (3,0kW) | 2056
CAX5602023 | AXC 560-9-2 (4,0kW) | 2120
CAX5602024 | AXC 560-9-2 (5,5kW) | 2500
CAX5602025 | AXC 560-9-2 (7,5kW) | 2704
CAX5602026 | AXC 560-9-2 (11,0kW) | 3224
CAX5602027 | AXC 560-9-2 (15,0kW) | 3514
CAX5603002 | AXC 560-9-2/4 (0,3-1,4kW) | 1900
CAX5603001 | AXC 560-9-2/4 (0,65-2,5kW) | 2083
CAX5603003 | AXC 560-9-2/4 (1,4-5,9kW) | 2827
CAX6302001 | AXC 630-3-2 (2,2kW) | 1880
CAX6302002 | AXC 630-3-2 (3,0kW) | 2074
CAX6302003 | AXC 630-3-2 (4,0kW) | 2138
CAX6302004 | AXC 630-3-2 (5,5kW) | 2650
CAX6302005 | AXC 630-3-2 (7,5kW) | 2736
CAX6302006 | AXC 630-3-2 (11,0kW) | 3212
CAX6302007 | AXC 630-3-2 (15,0kW) | 3520
CAX6302008 | AXC 630-3-2 (18,5kW) | 3820
CAX6304001 | AXC 630-3-4 (2,2kW) | 2006
CAX6304002 | AXC 630-3-4 (3,0kW) | 2112
CAX6302009 | AXC 630-6-2 (2,2kW) | 1922
CAX6302010 | AXC 630-6-2 (3,0kW) | 2116
CAX6302011 | AXC 630-6-2 (4,0kW) | 2180
CAX6302012 | AXC 630-6-2 (5,5kW) | 2692
CAX6302013 | AXC 630-6-2 (7,5kW) | 2778
CAX6302014 | AXC 630-6-2 (11,0kW) | 3254
CAX6302015 | AXC 630-6-2 (15,0kW) | 3562
CAX6302016 | AXC 630-6-2 (18,5kW) | 3862
CAX6304003 | AXC 630-6-4 (2,2kW) | 2048
CAX6304004 | AXC 630-6-4 (3,0kW) | 2154
CAX6302017 | AXC 630-9-2 (2,2kW) | 1964
CAX6302018 | AXC 630-9-2 (3,0kW) | 2158
CAX6302019 | AXC 630-9-2 (4,0kW) | 2222
CAX6302020 | AXC 630-9-2 (5,5kW) | 2598
CAX6302021 | AXC 630-9-2 (7,5kW) | 2804
CAX6302022 | AXC 630-9-2 (11,0kW) | 3296
CAX6302023 | AXC 630-9-2 (15,0kW) | 3604
CAX6302024 | AXC 630-9-2 (18,5kW) | 3814
CAX6303001 | AXC 630-9-2/4 (0,8-3,1kW) | 2258
CAX6304005 | AXC 630-9-4 (2,2kW) | 2090
CAX6304006 | AXC 630-9-4 (3,0kW) | 2196
CAX6305002 | AXC 630-9-4/6 (0,32-1,1kW) | 1980
CAX6305001 | AXC 630-9-4/6 (0,45-1,4kW) | 2004
CAX7104001 | AXC 710-3-4 (2,2kW) | 2114
CAX7104002 | AXC 710-3-4 (3,0kW) | 2220
CAX7104003 | AXC 710-3-4 (4,0kW) | 2256
CAX7104010 | AXC 710-3-4 (5,5kW) | 2926
CAX7104004 | AXC 710-6-4 (2,2kW) | 2190
CAX7104005 | AXC 710-6-4 (3,0kW) | 2296
CAX7104006 | AXC 710-6-4 (4,0kW) | 2332
CAX7104011 | AXC 710-6-4 (5,5kW) | 3002
CAX7104007 | AXC 710-9-4 (2,2kW) | 2266
CAX7104008 | AXC 710-9-4 (3,0kW) | 2372
CAX7104009 | AXC 710-9-4 (4,0kW) | 2408
CAX7104012 | AXC 710-9-4 (5,5kW) | 2894
CAX7105001 | AXC 710-9-4/6 (0,7-2,2kW) | 2384
CAX7107001 | AXC 710-9-4/8 (0,9-3,2kW) | 2561
CAX8004001 | AXC 800-3-4 (2,2kW) | 2264
CAX8004002 | AXC 800-3-4 (3,0kW) | 2370
CAX8004003 | AXC 800-3-4 (4,0kW) | 2406
CAX8004004 | AXC 800-3-4 (5,5kW) | 2896
CAX8004005 | AXC 800-3-4 (7,5kW) | 2970
CAX8004006 | AXC 800-6-4 (2,2kW) | 2340
CAX8004007 | AXC 800-6-4 (3,0kW) | 2446
CAX8004008 | AXC 800-6-4 (4,0kW) | 2482
CAX8004009 | AXC 800-6-4 (5,5kW) | 2972
CAX8004010 | AXC 800-6-4 (7,5kW) | 3046
CAX8004011 | AXC 800-9-4 (2,2kW) | 2416
CAX8004012 | AXC 800-9-4 (3,0kW) | 2522
CAX8004013 | AXC 800-9-4 (4,0kW) | 2558
CAX8004014 | AXC 800-9-4 (5,5kW) | 3048
CAX8004015 | AXC 800-9-4 (7,5kW) | 3122
CAX8007001 | AXC 800-9-4/8 (0,9-3,2kW) | 2711
CAX9004001 | AXC 900-5-4 (2,2kW) | 2930
CAX9004002 | AXC 900-5-4 (3,0kW) | 3036
CAX9004003 | AXC 900-5-4 (4,0kW) | 3072
CAX9004004 | AXC 900-5-4 (5,5kW) | 3554
CAX9004005 | AXC 900-5-4 (7,5kW) | 3628
CAX9004006 | AXC 900-5-4 (11,0kW) | 4290
CAX9004007 | AXC 900-5-4 (15,0kW) | 4716
CAX9004008 | AXC 900-10-4 (2,2kW) | 3144
CAX9004009 | AXC 900-10-4 (3,0kW) | 3250
CAX9004010 | AXC 900-10-4 (4,0kW) | 3286
CAX9004011 | AXC 900-10-4 (5,5kW) | 3768
CAX9004012 | AXC 900-10-4 (7,5kW) | 3842
CAX9004013 | AXC 900-10-4 (11,0kW) | 4476
CAX9004014 | AXC 900-10-4 (15,0kW) | 4770
CAX10004001 | AXC 1000-5-4 (4,0kW) | 3636
CAX10004002 | AXC 1000-5-4 (5,5kW) | 3990
CAX10004003 | AXC 1000-5-4 (7,5kW) | 4064
CAX10004004 | AXC 1000-5-4 (11,0kW) | 4530
CAX10004005 | AXC 1000-5-4 (15,0kW) | 4820
CAX10004006 | AXC 1000-5-4 (18,5kW) | 5914
CAX10004007 | AXC 1000-10-4 (4,0kW) | 3850
CAX10004008 | AXC 1000-10-4 (5,5kW) | 4204
CAX10004009 | AXC 1000-10-4 (7,5kW) | 4278
CAX10004010 | AXC 1000-10-4 (11,0kW) | 4744
CAX10004011 | AXC 1000-10-4 (15,0kW) | 5034
CAX10004012 | AXC 1000-10-4 (18,5kW) | 5804
CAX10004013 | AXC 1000-10-4 (22,0kW) | 5972
CAX10004014 | AXC 1000-10-4 (30,0kW) | 6204
CAX11204001 | AXC 1120-5-4 (5,5kW) | 5964
CAX11204002 | AXC 1120-5-4 (7,5kW) | 6038
CAX11204003 | AXC 1120-5-4 (11,0kW) | 6522
CAX11204004 | AXC 1120-5-4 (15,0kW) | 6834
CAX11204005 | AXC 1120-5-4 (18,5kW) | 8420
CAX11204006 | AXC 1120-10-4 (5,5kW) | 6276
CAX11204007 | AXC 1120-10-4 (7,5kW) | 6350
CAX11204008 | AXC 1120-10-4 (11,0kW) | 6834
CAX11204009 | AXC 1120-10-4 (15,0kW) | 7146
CAX11204010 | AXC 1120-10-4 (18,5kW) | 8732
CAX12504001 | AXC 1250-6-4 (11,0kW) | 6838
CAX12504002 | AXC 1250-6-4 (15,0kW) | 7150
CAX12504003 | AXC 1250-6-4 (18,5kW) | 8052
CAX12504004 | AXC 1250-8-4 (11,0kW) | 6958
CAX12504005 | AXC 1250-8-4 (15,0kW) | 7270
CAX12504006 | AXC 1250-8-4 (18,5kW) | 8172
CAX12504007 | AXC 1250-12-4 (11,0kW) | 7202
CAX12504008 | AXC 1250-12-4 (15,0kW) | 7514
CAX12504009 | AXC 1250-12-4 (18,5kW) | 8416
CAX12504010 | AXC 1250-12-4 (22,0kW) | 8554
CAX12504011 | AXC 1250-12-4 (30,0kW) | 9202
CAX12504012 | AXC 1250-12-4 (37,0kW) | 10880
CAX12504013 | AXC 1250-12-4 (45,0kW) | 11530
CAX12504014 | AXC 1250-12-4 (55,0kW) | 12680
CAXB3152001 | AXC 315-10-2 (B) (0,75kW) | 2134
CAXB3152002 | AXC 315-10-2 (B) (1,1kW) | 2190
CAXB3152003 | AXC 315-10-2 (B) (1,5kW) | 2204
CAXB3552001 | AXC 355-10-2 (B) (0,75kW) | 2178
CAXB3552002 | AXC 355-10-2 (B) (1,1KW) | 2194
CAXB3552003 | AXC 355-10-2 (B) (1,5kW) | 2210
CAXB3552004 | AXC 355-10-2 (B) (2,2kW) | 2248
CAXB4002001 | AXC 400-10-2 (B) (0,75kW) | 2222
CAXB4002002 | AXC 400-10-2 (B) (1,1kW) | 2240
CAXB4002003 | AXC 400-10-2 (B) (1,5kW) | 2256
CAXB4002004 | AXC 400-10-2 (B) (2,2kW) | 2270
CAXB4002005 | AXC 400-10-2 (B) (3,0kW) | 2498
CAXB4502001 | AXC 450-10-2 (B) (1,1kW) | 2280
CAXB4502002 | AXC 450-10-2 (B) (1,5kW) | 2296
CAXB4502003 | AXC 450-10-2 (B) (2,2kW) | 2312
CAXB4502004 | AXC 450-10-2 (B) (3,0kW) | 2590
CAXB4502005 | AXC 450-10-2 (B) (4,0kW) | 2644
CAXB5002002 | AXC 500-10-2 (B) (1,5kW) | 2372
CAXB5002003 | AXC 500-10-2 (B) (2,2kW) | 2386
CAXB5002004 | AXC 500-10-2 (B) (3,0kW) | 2656
CAXB5002005 | AXC 500-10-2 (B) (4,0kW) | 2714
CAXB5602002 | AXC 560-3-2 (B) (1,5kW) | 2554
CAXB5602003 | AXC 560-3-2 (B) (2,2kW) | 2568
CAXB5602004 | AXC 560-3-2 (B) (3,0kW) | 2850
CAXB5602005 | AXC 560-3-2 (B) (4,0kW) | 2908
CAXB5602006 | AXC 560-3-2 (B) (5,5kW) | 3720
CAXB5602007 | AXC 560-3-2 (B) (7,5kW) | 3882
CAXB5602008 | AXC 560-3-2 (B) (11,0kW) | 4746
CAXB5602009 | AXC 560-3-2 (B) (15,0kW) | 5032
CAXB5602011 | AXC 560-6-2 (B) (1,5kW) | 2596
CAXB5602012 | AXC 560-6-2 (B) (2,2kW) | 2610
CAXB5602013 | AXC 560-6-2 (B) (3,0kW) | 2892
CAXB5602014 | AXC 560-6-2 (B) (4,0kW) | 2950
CAXB5602015 | AXC 560-6-2 (B) (5,5kW) | 3762
CAXB5602016 | AXC 560-6-2 (B) (7,5kW) | 3924
CAXB5602017 | AXC 560-6-2 (B) (11,0kW) | 4786
CAXB5602018 | AXC 560-6-2 (B) (15,0kW) | 5074
CAXB5602020 | AXC 560-9-2 (B) (1,5kW) | 2638
CAXB5602021 | AXC 560-9-2 (B) (2,2kW) | 2652
CAXB5602022 | AXC 560-9-2 (B) (3,0kW) | 2934
CAXB5602023 | AXC 560-9-2 (B) (4,0kW) | 2992
CAXB5602024 | AXC 560-9-2 (B) (5,5kW) | 3682
CAXB5602025 | AXC 560-9-2 (B) (7,5kW) | 3850
CAXB5602026 | AXC 560-9-2 (B) (11,0kW) | 4722
CAXB5602027 | AXC 560-9-2 (B) (15,0kW) | 4902
CAXB6302001 | AXC 630-3-2 (B) (2,2kW) | 2676
CAXB6302002 | AXC 630-3-2 (B) (3,0kW) | 2964
CAXB6302003 | AXC 630-3-2 (B) (4,0kW) | 3010
CAXB6302004 | AXC 630-3-2 (B) (5,5kW) | 3758
CAXB6302005 | AXC 630-3-2 (B) (7,5kW) | 3918
CAXB6302006 | AXC 630-3-2 (B) (11,0kW) | 4816
CAXB6302007 | AXC 630-3-2 (B) (15,0kW) | 5102
CAXB6302008 | AXC 630-3-2 (B) (18,5kW) | 5468
CAXB6304001 | AXC 630-3-4 (B) (2,2kW) | 2972
CAXB6304002 | AXC 630-3-4 (B) (3,0kW) | 3018
CAXB6302009 | AXC 630-6-2 (B) (2,2kW) | 2718
CAXB6302010 | AXC 630-6-2 (B) (3,0kW) | 3006
CAXB6302011 | AXC 630-6-2 (B) (4,0kW) | 3052
CAXB6302012 | AXC 630-6-2 (B) (5,5kW) | 3800
CAXB6302013 | AXC 630-6-2 (B) (7,5kW) | 3960
CAXB6302014 | AXC 630-6-2 (B) (11,0kW) | 4858
CAXB6302015 | AXC 630-6-2 (B) (15,0kW) | 5144
CAXB6302016 | AXC 630-6-2 (B) (18,5kW) | 5510
CAXB6304003 | AXC 630-6-4 (B) (2,2kW) | 3014
CAXB6304004 | AXC 630-6-4 (B) (3,0kW) | 3060
CAXB6302017 | AXC 630-9-2 (B) (2,2kW) | 2760
CAXB6302018 | AXC 630-9-2 (B) (3,0kW) | 3048
CAXB6302019 | AXC 630-9-2 (B) (4,0kW) | 3094
CAXB6302020 | AXC 630-9-2 (B) (5,5kW) | 3830
CAXB6302021 | AXC 630-9-2 (B) (7,5kW) | 3998
CAXB6302022 | AXC 630-9-2 (B) (11,0kW) | 4900
CAXB6302023 | AXC 630-9-2 (B) (15,0kW) | 5144
CAXB6302024 | AXC 630-9-2 (B) (18,5kW) | 5520
CAXB6304005 | AXC 630-9-4 (B) (2,2kW) | 3056
CAXB6304006 | AXC 630-9-4 (B) (3,0kW) | 3102
CAXB7104001 | AXC 710-3-4 (B) (2,2kW) | 3080
CAXB7104002 | AXC 710-3-4 (B) (3,0kW) | 3134
CAXB7104003 | AXC 710-3-4 (B) (4,0kW) | 3168
CAXB7104004 | AXC 710-3-4 (B) (5,5kW) | 4218
CAXB7104005 | AXC 710-6-4 (B) (2,2kW) | 3156
CAXB7104006 | AXC 710-6-4 (B) (3,0kW) | 3210
CAXB7104007 | AXC 710-6-4 (B) (4,0kW) | 3244
CAXB7104008 | AXC 710-6-4 (B) (5,5kW) | 4294
CAXB7104009 | AXC 710-9-4 (B) (2,2kW) | 3232
CAXB7104010 | AXC 710-9-4 (B) (3,0kW) | 3286
CAXB7104011 | AXC 710-9-4 (B) (4,0kW) | 3320
CAXB7104012 | AXC 710-9-4 (B) (5,5kW) | 4156
CAXB8004001 | AXC 800-3-4 (B) (2,2kW) | 3230
CAXB8004002 | AXC 800-3-4 (B) (3,0kW) | 3276
CAXB8004003 | AXC 800-3-4 (B) (4,0kW) | 3318
CAXB8004004 | AXC 800-3-4 (B) (5,5kW) | 4120
CAXB8004005 | AXC 800-3-4 (B) (7,5kW) | 4312
CAXB8004006 | AXC 800-6-4 (B) (2,2kW) | 3306
CAXB8004007 | AXC 800-6-4 (B) (3,0kW) | 3352
CAXB8004008 | AXC 800-6-4 (B) (4,0kW) | 3394
CAXB8004009 | AXC 800-6-4 (B) (5,5kW) | 4196
CAXB8004010 | AXC 800-6-4 (B) (7,5kW) | 4388
CAXB8004011 | AXC 800-9-4 (B) (2,2kW) | 3382
CAXB8004012 | AXC 800-9-4 (B) (3,0kW) | 3428
CAXB8004013 | AXC 800-9-4 (B) (4,0kW) | 3470
CAXB8004014 | AXC 800-9-4 (B) (5,5kW) | 4272
CAXB8004015 | AXC 800-9-4 (B) (7,5kW) | 4464
CAXB9004001 | AXC 900-5-4 (B) (2,2kW) | 3896
CAXB9004002 | AXC 900-5-4 (B) (3,0kW) | 3942
CAXB9004003 | AXC 900-5-4 (B) (4,0kW) | 3984
CAXB9004004 | AXC 900-5-4 (B) (5,5kW) | 4778
CAXB9004005 | AXC 900-5-4 (B) (7,5kW) | 4968
CAXB9004006 | AXC 900-5-4 (B) (11,0kW) | 5998
CAXB9004007 | AXC 900-5-4 (B) (15,0kW) | 6362
CAXB9004008 | AXC 900-10-4 (B) (2,2kW) | 4110
CAXB9004009 | AXC 900-10-4 (B) (3,0kW) | 4156
CAXB9004010 | AXC 900-10-4 (B) (4,0kW) | 4198
CAXB9004011 | AXC 900-10-4 (B) (5,5kW) | 4992
CAXB9004012 | AXC 900-10-4 (B) (7,5kW) | 5182
CAXB9004013 | AXC 900-10-4 (B) (11,0kW) | 6212
CAXB9004014 | AXC 900-10-4 (B) (15,0kW) | 6522
CAXB10004001 | AXC 1000-5-4 (B) (4,0kW) | 4458
CAXB10004002 | AXC 1000-5-4 (B) (5,5kW) | 5192
CAXB10004003 | AXC 1000-5-4 (B) (7,5kW) | 5384
CAXB10004004 | AXC 1000-5-4 (B) (11,0kW) | 6216
CAXB10004005 | AXC 1000-5-4 (B) (15,0kW) | 6468
CAXB10004006 | AXC 1000-5-4 (B) (18,5kW) | 8838
CAXB10004007 | AXC 1000-10-4 (B) (4,0kW) | 4614
CAXB10004008 | AXC 1000-10-4 (B) (5,5kW) | 5404
CAXB10004009 | AXC 1000-10-4 (B) (7,5kW) | 5598
CAXB10004010 | AXC 1000-10-4 (B) (11,0kW) | 6430
CAXB10004011 | AXC 1000-10-4 (B) (15,0kW) | 6682
CAXB10004012 | AXC 1000-10-4 (B) (18,5kW) | 9052
CAXB10004013 | AXC 1000-10-4 (B) (22,0kW) | 9230
CAXB10004014 | AXC 1000-10-4 (B) (30,0kW) | 9972
CAXB11204001 | AXC 1120-5-4 (B) (5,5kW) | 7192
CAXB11204002 | AXC 1120-5-4 (B) (7,5kW) | 7386
CAXB11204003 | AXC 1120-5-4 (B) (11,0kW) | 8236
CAXB11204004 | AXC 1120-5-4 (B) (15,0kW) | 8486
CAXB11204005 | AXC 1120-5-4 (B) (18,5kW) | 11350
CAXB11204006 | AXC 1120-10-4 (B) (5,5kW) | 7504
CAXB11204007 | AXC 1120-10-4 (B) (7,5kW) | 7698
CAXB11204008 | AXC 1120-10-4 (B) (11,0kW) | 8548
CAXB11204009 | AXC 1120-10-4 (B) (15,0kW) | 8798
CAXB11204010 | AXC 1120-10-4 (B) (18,5kW) | 11662
CAXB12504001 | AXC 1250-6-4 (B) (11,0kW) | 8554
CAXB12504002 | AXC 1250-6-4 (B) (15,0kW) | 8804
CAXB12504003 | AXC 1250-6-4 (B) (18,5kW) | 10982
CAXB12504004 | AXC 1250-8-4 (B) (11,0kW) | 8674
CAXB12504005 | AXC 1250-8-4 (B) (15,0kW) | 8924
CAXB12504006 | AXC 1250-8-4 (B) (18,5kW) | 11102
CAXB12504007 | AXC 1250-12-4 (B) (11,0kW) | 8918
CAXB12504008 | AXC 1250-12-4 (B) (15,0kW) | 9168
CAXB12504009 | AXC 1250-12-4 (B) (18,5kW) | 11346
CAXB12504010 | AXC 1250-12-4 (B) (22,0kW) | 11522
CAXB12504011 | AXC 1250-12-4 (B) (30,0kW) | 12270
CAXB12504012 | AXC 1250-12-4 (B) (37,0kW) | 15754
CAXB12504013 | AXC 1250-12-4 (B) (45,0kW) | 17750
CAXB12504014 | AXC 1250-12-4 (B) (55,0kW) | 20690
32456 | AXCBF 250D2-32 | 2163
32458 | AXCBF 250D4-32 | 2168
34146 | AXCBF 315D2-30 IE2 | 2288
32462 | AXCBF 315D4-32 | 2255
34147 | AXCBF 400D2-22 IE2 | 2754
32483 | AXCBF 400D4-32 | 2623
34148 | AXCBF 500D2-20 IE2 | 3590
34152 | AXCBF 500D4-32 IE2 | 3190
34155 | AXCBF 630D4-26 IE2 | 3690
34156 | AXCBF 800D4-18 IE2 | 5490
30271 | RVK 315Y4 (ATEX) | 915
1557 | EX 140-4C Centrifu.Fan (ATEX) | 978
1559 | EX 140-2C Centrifu. Fan (ATEX) | 1038
1560 | EX 140-4 Centrifuga Fan (ATEX) | 855
1562 | EX 140-2 Centrifuga Fan (ATEX) | 894
1558 | EX 180-4C Centrifu. Fan (ATEX) | 1015
1561 | EX 180-4 Centrifuga Fan (ATEX) | 867
1564 | KTEX 50-25-4 Rect.fan (ATEX) | 1157
1566 | KTEX 50-30-4 Rect.fan (ATEX) | 1610
1568 | KTEX 60-30-4 Rect.fan (ATEX) | 1695
1570 | KTEX 60-35-4 Rect.fan (ATEX) | 2039
1572 | KTEX 70-40-6 Rect.fan (ATEX) | 2395
3965 | DKEX 225-4 Centrifugal (ATEX) | 1066
3966 | DKEX 250-4 Centrifugal (ATEX) | 1526
3967 | DKEX 280-4 Centrifugal (ATEX) | 1680
3968 | DKEX 315-4 Centrifugal (ATEX) | 2065
3969 | DKEX 355-6 Centrifugal (ATEX) | 2191
32813 | DVEX 315D4 400V Roof fan ATEX | 1495
32814 | DVEX 355D4 Roof fan ATEX | 2025
32815 | DVEX 400D4 Roof fan ATEX | 2245
32816 | DVEX 450D4 Roof fan ATEX | 2565
32817 | DVEX 500D6 Roof fan ATEX | 3419
32818 | DVEX 560D6 Roof fan ATEX | 3995
32819 | DVEX 630D6 Roof fan ATEX | 4290
30841 | DVV-EX 560D4 Roof fan | 6139
30844 | DVV-EX 560D6 Roof fan | 6159
30852 | DVV-EX 630D4 Roof fan | 10038
30847 | DVV-EX 630D4-K Roof fan | 8379
30854 | DVV-EX 630D6 Roof fan | 9350
30850 | DVV-EX 630D6-K Roof fan | 9230
30856 | DVV-EX 800D6 Roof fan | 13589
30859 | DVV-EX 800D6-K Roof fan | 10549
30858 | DVV-EX 800D8 Roof fan | 11865
30861 | DVV-EX 800D8-K Roof fan | 9899
30862 | DVV-EX 1000D6 Roof fan | 19460
30863 | DVV-EX 1000D8 Roof fan | 18585
5969 | AW 355 D4-2-EX Axial fan ATEX | 1590
5970 | AW 420 D4-2-EX Axial fan ATEX | 1735
5971 | AW 550 D6-2-EX Axial fan ATEX | 1933
5972 | AW 650 D6-2-EX-Axial fan ATEX | 2890
33007 | AXC-EX 355-7/32°-4 | 5152
33008 | AXC-EX 400-7/32°-4 | 5281
33001 | AXC-EX 450-7/24°-2 | 6923
33009 | AXC-EX 450-7/32°-4 | 5217
33002 | AXC-EX 500-9/16°-2 | 7215
33010 | AXC-EX 500-9/22°-4 | 5604
33003 | AXC-EX 500-9/26°-2 | 9846
33011 | AXC-EX 500-9/28°-4 | 5699
33004 | AXC-EX 560-9/18°-2 | 10179
33012 | AXC-EX 560-9/20°-4 | 5907
33005 | AXC-EX 560-9/24°-2 | 10862
33013 | AXC-EX 560-9/26°-4 | 6433
33006 | AXC-EX 630-9/16°-2 | 11034
33014 | AXC-EX 630-9/18°-4 | 6593
33015 | AXC-EX 630-9/30°-4 | 7984
33016 | AXC-EX 710-9/30°-4 | 9157
33017 | AXC-EX 800-9/18°-4 | 9476
33018 | AXC-EX 800-9/28°-4 | 12104
33019 | AXC-EX 900-10/18°-4 | 13006
33020 | AXC-EX 900-10/26°-4 | 15366
33021 | AXCBF-EX 250-6/28°-2 | 5194
33025 | AXCBF-EX 250-6/28°-4 | 5133
33022 | AXCBF-EX 315-7/30°-2 | 5517
33026 | AXCBF-EX 315-7/32°-4 | 5224
33023 | AXCBF-EX 400-7/22°-2 | 6851
33027 | AXCBF-EX 400-7/32°-4 | 5924
33024 | AXCBF-EX 500-9/18°-2 | 7379
33028 | AXCBF-EX 500-9/30°-4 | 7248
33029 | AXCBF-EX 630-9/26°-4 | 8410
33030 | AXCBF-EX 800-9/18°-4 | 12103
3501 | DVV 400D4/F400 smoke extr. fan | 2710
3505 | DVV 400D4-6/F400 smok.extr.fan | 2792
95176 | DVV 450D4/F400 IE2 smoke extr | 3238
3529 | DVV 450D4-6/F400 smok.extr.fan | 3444
95180 | DVV 560D6/F400 IE2 smoke extr | 3316
95178 | DVV 560D4/F400 IE2 smoke extr | 3568
3553 | DVV 560D4-6/F400 smok.extr.fan | 3916
95182 | DVV 630D4-K/F400 IE2 smok.extr | 5017
3581 | DVV 630D4-6-K/F400 smo.ext.fan | 5367
95186 | DVV 630D6-K/F400 IE2 smok.extr | 4808
95184 | DVV 630D4/F400 IE2 smoke extr | 5526
95188 | DVV 630D6/F400 IE2 smoke extr | 4951
3585 | DVV 630D4-6/F400 smok.extr.fan | 5879
95199 | DVV 800D4-K/F400+REV IE2 | 7890
30062 | DVV 800D4-6-K/F400+REV | 9152
30064 | DVV 800D4-8-K/F400+REV | 8486
95190 | DVV 800D6-K/F400+REV IE2 | 6061
95192 | DVV 800D6/F400+REV IE2 | 7090
3643 | DVV 800D6-8/F400+REV | 7098
3764 | DVV 800D6-12/F400+REV | 6765
95195 | DVV 800D4-M/F400+REV IE2 | 9490
30041 | DVV 800D4-6-M/F400+REV | 10449
30045 | DVV 800D4-8-M/F400+REV | 10272
95209 | DVV 800D6-M/F400+REV IE2 | 7990
95197 | DVV 800D4-P/F400+REV IE2 | 10690
30053 | DVV 800D4-6-P/F400+REV | 11690
30057 | DVV 800D4-8-P/F400+REV | 10790
95194 | DVV 1000D6/F400+REV IE2 sm ex | 10790
3766 | DVV 1000D6-8/F400+REV sm. extr | 13190
3768 | DVV 1000D6-12/F400+REV sm.extr | 12690
3668 | DVV 1000D8/F400+REV | 10390
95205 | DVV 1000D4-M/F400+REV IE2 | 13690
33124 | DVV 1000D4-6M/F400 +REV | 17290
33126 | DVV 1000D4-8-M/F400+REV | 15940
95207 | DVV 1000D6-M/F400+REV IE2 | 10690
95203 | DVV 1000D4-P/F400+REV IE2 | 15290
31266 | DVV 1000D4-6-P/F400+REV | 20015
31270 | DVV 1000D4-8-P/F400+REV | 18111
95201 | DVV 1000D6-P/F400+REV IE2 | 11090
3500 | DVV 400D4/F600 smoke extr. fan | 2910
3504 | DVV 400D4-6/F600 smok.extr.fan | 2999
95175 | DVV 450D4/F600 IE2 smoke extr | 3390
3528 | DVV 450D4-6/F600 smok.extr.fan | 3727
95179 | DVV 560D6/F600 IE2 smoke extr | 3590
95177 | DVV 560D4/F600 IE2 smoke extr | 3690
3552 | DVV 560D4-6/F600 smok.extr.fan | 4246
95181 | DVV 630D4-K/F600 IE2 smok.extr | 5200
3580 | DVV 630D4-6-K/F600 smo.ext.fan | 5671
95185 | DVV 630D6-K/F600 IE2 smok.extr | 5248
3588 | DVV 630D4-8-K/F600 smo.ext.fan | 5306
95183 | DVV 630D4/F600 IE2 smoke extr | 5979
95187 | DVV 630D6/F600 IE2 smoke extr | 5399
95200 | DVV 800D4-K/F600+REV IE2 | 9290
30063 | DVV 800D4-6-K/F600+REV | 10180
30065 | DVV 800D4-8-K/F600+REV | 9530
95189 | DVV 800D6-K/F600+REV IE2 | 6950
95191 | DVV 800D6/F600+REV IE2 | 7890
3642 | DVV 800D6-8/F600+REV | 8368
3763 | DVV 800D6-12/F600+REV | 7550
95196 | DVV 800D4-M/F600+REV IE2 | 10890
30042 | DVV 800D4-6-M/F600+REV | 11890
30046 | DVV 800D4-8-M/F600+REV | 11690
95210 | DVV 800D6-M/F600+REV IE2 | 9990
95198 | DVV 800D4-P/F600+REV IE2 | 12190
30054 | DVV 800D4-6-P/F600+REV | 12390
30058 | DVV 800D4-8-P/F600+REV | 11900
95193 | DVV 1000D6/F600+REV IE2 sm ext | 12190
3765 | DVV 1000D6-8/F600+REV sm. extr | 14640
3767 | DVV 1000D6-12/F600+REV sm.extr | 13296
3667 | DVV 1000D8/F600+REV | 11669
95206 | DVV 1000D4-M/F600+REV IE2 | 15390
33125 | DVV 1000D4-6-M/F600+REV | 19090
33127 | DVV 1000D4-8-M/F600+REV | 17290
95208 | DVV 1000D6-M/F600+REV IE2 | 12290
95204 | DVV 1000D4-P/F600+REV IE2 | 16990
31267 | DVV 1000D4-6-P/F600+REV | 21390
31271 | DVV 1000D4-8-P/F600+REV | 19590
95213 | DVV 1000D6-P/F600+REV IE2 | 11950
32306 | DVG-V 315D4/F400 | 1650
95001 | DVG-H 315D4/F400 | 1600
32307 | DVG-V 315D4-8/F400 | 1920
95002 | DVG-H 315D4-8/F400 | 1870
32308 | DVG-V 355D4/F400 | 1670
95003 | DVG-H 355D4/F400 | 1620
32309 | DVG-V 355D4-8/F400 | 1790
95004 | DVG-H 355D4-8/F400 | 1740
32310 | DVG-V 400D4-S/F400 | 1620
95005 | DVG-H 400D4-S/F400 | 1570
32311 | DVG-V 400D4-8-S/F400 | 1840
95006 | DVG-H 400D4-8-S/F400 | 1790
32312 | DVG-V 400D4/F400 | 1690
95007 | DVG-H 400D4/F400 | 1640
95050 | DVG-V 400D4-6/F400 | 1890
95036 | DVG-H 400D4-6/F400 | 1840
32313 | DVG-V 400D4-8/F400 | 1850
95008 | DVG-H 400D4-8/F400 | 1800
95164 | DVG-V 450D4/F400 IE2 | 1990
95153 | DVG-H 450D4/F400 IE2 | 1940
32315 | DVG-V 450D4-8/F400 | 2099
95010 | DVG-H 450D4-8/F400 | 2049
95166 | DVG-V 500D4-S/F400 IE2 | 2450
95155 | DVG-H 500D4-S/F400 IE2 | 2400
32317 | DVG-V 500D4-8-S/F400 | 2399
95012 | DVG-H 500D4-8-S/F400 | 2349
95165 | DVG-V 500D4/F400 IE2 | 2640
95154 | DVG-H 500D4/F400 IE2 | 2590
32319 | DVG-V 500D4-8/F400 | 2470
95014 | DVG-H 500D4-8/F400 | 2420
95169 | DVG-V 560D4/F400 IE2 | 2950
95158 | DVG-H 560D4/F400 IE2 | 2900
32322 | DVG-V 560D4-6/F400 | 3040
95017 | DVG-H 560D4-6/F400 | 2990
32323 | DVG-V 560D4-8/F400 | 2940
95018 | DVG-H 560D4-8/F400 | 2890
95170 | DVG-V 560D6/F400 IE2 | 2790
95159 | DVG-H 560D6/F400 IE2 | 2740
95172 | DVG-V 630D4-S/F400 IE2 | 3190
95161 | DVG-H 630D4-S/F400 IE2 | 3090
32327 | DVG-V 630D4-6-S/F400 | 3490
95022 | DVG-H 630D4-6-S/F400 | 3390
32328 | DVG-V 630D4-8-S/F400 | 3430
95023 | DVG-H 630D4-8-S/F400 | 3330
95174 | DVG-V 630D6-S/F400 IE2 | 3190
95163 | DVG-H 630D6-S/F400 IE2 | 3090
32326 | DVG-V 630D6-8-S/F400 | 3260
95021 | DVG-H 630D6-8-S/F400 | 3160
95171 | DVG-V 630D4/F400 IE2 | 3490
95160 | DVG-H 630D4/F400 IE2 | 3390
32332 | DVG-V 630D4-6/F400 | 3990
95027 | DVG-H 630D4-6/F400 | 3890
32333 | DVG-V 630D4-8/F400 | 3995
95028 | DVG-H 630D4-8/F400 | 3895
95173 | DVG-V 630D6/F400 IE2 | 3300
95162 | DVG-H 630D6/F400 IE2 | 3100
32331 | DVG-V 630D6-8/F400 | 3650
95026 | DVG-H 630D6-8/F400 | 3550
95131 | DVG-V 800D6-S/F400 IE2 | 5290
95126 | DVG-H 800D6-S/F400 IE2 | 5190
95132 | DVG-V 800D6-8-S/F400 | 6250
95127 | DVG-H 800D6-8-S/F400 | 6150
95128 | DVG-V 800D6/F400 IE2 | 5650
95122 | DVG-H 800D6/F400 IE2 | 5550
95129 | DVG-V 800D8/F400 | 5640
95124 | DVG-H 800D8/F400 | 5540
95130 | DVG-V 800D6-8/F400 | 6300
95125 | DVG-H 800D6-8/F400 | 6200
31525 | PRF 125D2 (3ph/400V) | 780
33562 | PRF 160D2 IE2 | 1090
31495 | PRF 160D4 (3Ph/400V) | 1050
31545 | PRF 160E4 (1Ph/230V) | 1360
33563 | PRF 180D2 IE2 | 1239
31497 | PRF 180DV (3Ph/400V) | 1445
31564 | PRF 180E4 (1Ph/230V) | 1615
33564 | PRF 200D2 IE2 | 1860
31499 | PRF 200DV (3Ph/400V) | 1655
33566 | PRF 250D2 IE2 | 2279
33565 | PRF 250D4 IE2 | 2070
32295 | DVP 200D2-4 roof fan plastic | 3685
32296 | DVP 250D2-4 roof fan plastic | 4915
32297 | DVP 315D4-8 roof fan plastic | 5755
32298 | DVP 400D4-8-L roof fan plastic | 7495
32299 | DVP 400D4-8 roof fan plastic | 6725
309456 | WSD PRF125 Weather roof KIT | 115
309457 | WSD PRF160 Weather roof KIT | 116
309458 | WSD PRF180 Weather roof KIT | 118
309459 | WSD PRF200 Weather roof KIT | 120
309460 | WSD PRF250 Weather roof KIT | 140
32374 | VKS-P 125 gravity shutter PRF | 269
32375 | VKS-P 160 gravity shutter PRF | 303
32381 | VKS-P 180 gravity shutter PRF | 328
32376 | VKS-P 200 gravity shutter PRF | 345
32378 | VKS-P 250 gravity shutter PRF | 360
32369 | VKA-P 125 adjust. damper PRF | 259
32370 | VKA-P 160 adjust. damper PRF | 290
32380 | VKA-P 180 adjust. damper PRF | 319
32371 | VKA-P 200 adjust. damper PRF | 327
32373 | VKA-P 250 adjust. damper PRF | 351
32364 | ASS-P 125 flex. con. PRF | 50
32365 | ASS-P 160 flex. con. PRF | 58
32379 | ASS-P 180 flex. con. PRF | 61
32366 | ASS-P 200 flex. con. PRF | 66
32368 | ASS-P 250 flex. con. PRF | 76
305461 | VP-Splinter protection PRF 125 | 80
305462 | VP-Splinter protection PRF 160 | 88
305463 | VP-Splinter protection PRF 180 | 93
305464 | VP-Splinter protection PRF 200 | 104
305465 | VP-Splinter protection PRF 250 | 109
32567 | SD rubber mount 4Pcs f. PRF125 | 80
32568 | SD rubber mou. 4Pcs PRF160-250 | 98
1525 | CE 140 S-125 Centrifugal Fan | 187
1526 | CE 140 M-125 Centrifugal Fan | 192
1527 | CE 140 L-125 Centrifugal Fan | 226
1528 | CE 140 S-160 Centrifugal Fan | 192
1529 | CE 140 M-160 Centrifugal Fan | 198
1530 | CE 140 L-160 Centrifugal Fan | 229
1577 | CE 200-4 Centrifugal fan | 541
1582 | CE 225-4 Centrifugal fan | 698
1585 | CE 250-4 Centrifugal fan | 880
1534 | CE 280-4 Centrifugal fan | 1070
1579 | CT 200-4 Centrifugal fan | 549
1583 | CT 225-4 Centrifugal fan | 622
1581 | CT 225-6 Centrifugal fan | 626
1574 | CT 250-4 Centrifugal fan | 711
1584 | CT 250-6 Centrifugal fan | 711
1586 | CT 280-4 Centrifugal fan | 985
1575 | CT 280-6 Centrifugal fan | 795
1587 | CT 315-4 Centrifugal fan | 1187
1576 | CT 315-6 Centrifugal fan | 1001
1589 | CT 355-4 Centrifugal fan | 1719
1588 | CT 355-6 Centrifugal fan | 1142
1536 | CT 400-4 Centrifugal fan | 2675
1591 | CT 400-6 Centrifugal fan | 1921
1593 | CT 450-6 Centrifugal fan | 2260
1518 | CKS 355-1 Centrifugal Fan | 1329
1520 | CKS 400-1 Centrifugal Fan | 1419
1519 | CKS 355-3 Centrifugal Fan | 1279
1521 | CKS 400-3 Centrifugal Fan | 1329
1522 | CKS 450-3 Centrifugal Fan | 1499
1523 | CKS 500-3 Centrifugal Fan | 1997
1524 | CKS 560-3 Centrifugal Fan | 2655
33396 | KBR 280EC Kitchen exh. fan | 2455
33397 | KBR 315EC Kitchen exh. fan | 2419
33398 | KBR 355EC-K Kitchen exh. fan | 2629
33400 | KBR 355EC Kitchen exh. fan | 3629
33653 | KBR 315EC-L Kitchen exh. fan | 3750
34785 | KBT 160EC Kitchen exhaust fan | 1965
34786 | KBT 180EC Kitchen exhaust fan | 2780
33231 | KBT 200EC Kitchen exhaust fan | 2890
34787 | KBT 225EC Kitchen exhaust fan | 2840
33259 | KBT 250EC Kitchen exhaust fan | 2950
5823 | KBT 160DV Kitchen exhaust fan | 1345
5976 | KBT 160E4 Kitchen exhaust fan | 1500
5824 | KBT 180E4 Kitchen exhaust fan | 1555
5826 | KBT 200E4 Kitchen exhaust fan | 1649
5825 | KBT 200DV Kitchen exhaust fan | 1555
33556 | KBT 225D4 IE2 | 1565
5828 | KBT 225E4 Kitchen exhaust fan | 1683
33557 | KBT 250D4 IE2 | 1795
5830 | KBT 250E4 Kitchen exhaust fan | 2095
33558 | KBT 280D4 IE2 | 2016
5833 | KBR 315DV Kitchen exhaust fan | 1995
33559 | KBR 315D2 IE2 | 2144
5835 | KBR 355DV Kitchen exhaust fan | 2219
5977 | KBR 355DV/K Kitchen exhau. fan | 2180
33560 | KBR 355D2 IE2 | 2550
33561 | KBR 355D2/K IE2 | 2495
5980 | KBR 355E4 Kitchen exhaust fan | 2388
5978 | KBR 355E4/K Kitchen exhau. fan | 2329
7200 | BF-W 100A Window fan | 40
7202 | BF-W 120A Window fan | 50
7204 | BF-W 150A Window fan | 61
7206 | BF-W 230A Window fan | 159
7219 | BF-W 300A Window fan | 235
5962 | IF 100 Inlinefan | 32
5963 | IF 120 Inlinefan | 40
5964 | IF 150 Inlinefan | 48
5950 | BF 100S Bathroom fan | 28
5953 | BF 100T Bathroom fan (Timer) | 40
5956 | BF 100TH Bathroom fan | 68
5951 | BF 120S Bathroom fan | 36
5954 | BF 120T Bathroom fan (Timer) | 50
5957 | BF 120TH Bathroom fan | 79
5952 | BF 150S Bathroom fan | 44
5955 | BF 150T Bathroom fan (Timer) | 56
5958 | BF 150TH Bathroom fan | 96
5959 | CBF 100LS Bathroom fan | 59
5960 | CBF 100LT Bathroom fan | 73
5961 | CBF 100LTH Bathroom fan | 119
5927 | BDS100 Back draught shutter | 7
5928 | BDS120 Back draught shutter | 9
5929 | BDS150 Back draught shutter | 10
5965 | BVK 100 Wall vent kit | 12
5966 | BVK 120 Wall vent kit | 16
5967 | BVK 150 Wall vent kit | 20
1254 | RVF 100 M Wall fan | 230
1255 | RVF 100 XL Wall fan | 240
1669 | Blandovent 400 | 770
32750 | AJR 315-2 | 2890
32756 | AJR 315-2/4 | 2950
32751 | AJR 355-2 | 3115
32757 | AJR 355-2/4 | 3259
32752 | AJR 400-2 | 3390
32758 | AJR 400-2/4 | 3515
32762 | AJ8 315-2 | 3289
32768 | AJ8 315-2/4 | 3403
32763 | AJ8 355-2 | 3215
32769 | AJ8 355-2/4 | 3360
32764 | AJ8 400-2 | 3617
32770 | AJ8 400-2/4 | 3745
32753 | AJR 315-2 (B) (A) | 3990
32759 | AJR 315-2/4 (B) (A) | 4075
32754 | AJR 355-2 (B) (A) | 4295
32760 | AJR 355-2/4 (B) (A) | 4495
32755 | AJR 400-2 (B) (A) | 4695
32761 | AJR 400-2/4 (B) (A) | 4850
32765 | AJ8 315-2 (B) (A) | 4125
32771 | AJ8 315-2/4 (B) (A) | 4275
32766 | AJ8 355-2 (B) (A) | 4450
32772 | AJ8 355-2/4 (B) (A) | 4650
32767 | AJ8 400-2 (B) (A) | 4825
32773 | AJ8 400-2/4 (B) (A) | 4995
300886 | DF 315 guide vane Jet | 96
300887 | DF 355 guide vane Jet | 104
303989 | DF 400 guide vane Jet | 106
22974 | PK-I-S-EI90S-150x150-DV7-T | 525
22976 | PK-I-S-EI90S-200x200-DV7-T | 543
22980 | PK-I-S-EI90S-250x250-DV7-T | 557
22984 | PK-I-S-EI90S-300x300-DV7-T | 574
22995 | PK-I-S-EI90S-350x350-DV7-T | 590
42868 | PK-I-S-EI90S-400x400-DV7-T | 613
22854 | PK-I-S-EI90S-450x450-DV7 | 611
23028 | PK-I-S-EI90S-500x500-DV7-T | 651
23038 | PK-I-S-EI90S-600x600-DV7-T | 792
23062 | PK-I-S-EI90S-700x700-DV7-T | 836
23092 | PK-I-S-EI90S-800x800-DV7-T | 886
23109 | PK-I-S-EI90S-900x900-DV7-T | 941
23127 | PK-I-S-EI90S-1000x1000-DV7-T | 999
40595 | PK-I-S-EI90S-1100x900-DV7-T | 1009
41713 | PK-I-S-EI90S-1200x800-DV7-T | 1002
41714 | PK-I-S-EI90S-1300x700-DV7-T | 997
42578 | PK-I-S-EI90S-1400x600-DV7-T | 977
42579 | PK-I-S-EI90S-1500x500-DV7-T | 979
23304 | PK-I-S-EI90S-150x150-DV9-T | 500
42865 | PK-I-S-EI90S-200x200-DV9-T | 518
23309 | PK-I-S-EI90S-250x250-DV9-T | 532
23313 | PK-I-S-EI90S-300x300-DV9-T | 549
23324 | PK-I-S-EI90S-350x350-DV9-T | 565
42869 | PK-I-S-EI90S-400x400-DV9-T | 588
23347 | PK-I-S-EI90S-450x450-DV9-T | 607
23357 | PK-I-S-EI90S-500x500-DV9-T | 626
23367 | PK-I-S-EI90S-600x600-DV9-T | 769
23391 | PK-I-S-EI90S-700x700-DV9-T | 812
23421 | PK-I-S-EI90S-800x800-DV9-T | 863
23438 | PK-I-S-EI90S-900x900-DV9-T | 917
23456 | PK-I-S-EI90S-1000x1000-DV9-T | 975
42580 | PK-I-S-EI90S-1100x900-DV9-T | 986
42581 | PK-I-S-EI90S-1200x800-DV9-T | 981
42582 | PK-I-S-EI90S-1300x700-DV9-T | 976
42583 | PK-I-S-EI90S-1400x600-DV9-T | 955
42584 | PK-I-S-EI90S-1500x500-DV9-T | 958
42856 | PK-I-S-EI120S-200x200-DV7-T | 581
21357 | PK-I-S-EI120S-250x250-DV7-T | 598
21360 | PK-I-S-EI120S-300x300-DV7-T | 618
21369 | PK-I-S-EI120S-350x350-DV7-T | 634
42862 | PK-I-S-EI120S-400x400-DV7-T | 664
21390 | PK-I-S-EI120S-450x450-DV7-T | 686
21400 | PK-I-S-EI120S-500x500-DV7-T | 709
21410 | PK-I-S-EI120S-600x600-DV7-T | 857
21434 | PK-I-S-EI120S-700x700-DV7-T | 908
21464 | PK-I-S-EI120S-800x800-DV7-T | 969
21481 | PK-I-S-EI120S-900x900-DV7-T | 1031
21499 | PK-I-S-EI120S-1000x1000-DV7-T | 1097
42585 | PK-I-S-EI120S-1100x900-DV7-T | 1109
42586 | PK-I-S-EI120S-1200x800-DV7-T | 1103
42587 | PK-I-S-EI120S-1300x700-DV7-T | 1099
42588 | PK-I-S-EI120S-1400x600-DV7-T | 1077
42589 | PK-I-S-EI120S-1500x500-DV7-T | 1053
42857 | PK-I-S-EI120S-200x200-DV9-T | 554
21670 | PK-I-S-EI120S-250x250-DV9-T | 573
21673 | PK-I-S-EI120S-300x300-DV9-T | 593
21682 | PK-I-S-EI120S-350x350-DV9-T | 609
42863 | PK-I-S-EI120S-400x400-DV9-T | 639
21703 | PK-I-S-EI120S-450x450-DV9-T | 661
21713 | PK-I-S-EI120S-500x500-DV9-T | 684
21723 | PK-I-S-EI120S-600x600-DV9-T | 834
21747 | PK-I-S-EI120S-700x700-DV9-T | 884
21777 | PK-I-S-EI120S-800x800-DV9-T | 946
21794 | PK-I-S-EI120S-900x900-DV9-T | 1008
21812 | PK-I-S-EI120S-1000x1000-DV9-T | 1074
42590 | PK-I-S-EI120S-1100x900-DV9-T | 1085
42591 | PK-I-S-EI120S-1200x800-DV9-T | 1080
42592 | PK-I-S-EI120S-1300x700-DV9-T | 1076
42593 | PK-I-S-EI120S-1400x600-DV9-T | 1054
42594 | PK-I-S-EI120S-1500x500-DV9-T | 1029
41086 | PK-I-R-EI90S-100-DV7-T | 514
41087 | PK-I-R-EI90S-125-DV7-T | 520
41088 | PK-I-R-EI90S-160-DV7-T | 529
41467 | PK-I-R-EI90S-180-DV7-T | 534
40735 | PK-I-R-EI90S-200-DV7-T | 543
40736 | PK-I-R-EI90S-225-DV7-T | 553
40737 | PK-I-R-EI90S-250-DV7-T | 560
40738 | PK-I-R-EI90S-280-DV7-T | 575
40739 | PK-I-R-EI90S-315-DV7-T | 585
40740 | PK-I-R-EI90S-355-DV7-T | 606
40741 | PK-I-R-EI90S-400-DV7-T | 635
40742 | PK-I-R-EI90S-450-DV7-T | 684
40743 | PK-I-R-EI90S-500-DV7-T | 706
40744 | PK-I-R-EI90S-560-DV7-T | 837
40745 | PK-I-R-EI90S-630-DV7-T | 876
40746 | PK-I-R-EI90S-710-DV7-T | 929
40747 | PK-I-R-EI90S-800-DV7-T | 982
40748 | PK-I-R-EI90S-900-DV7-T | 1043
40749 | PK-I-R-EI90S-1000-DV7-T | 1114
41089 | PK-I-R-EI90S-100-DV9-T | 487
41090 | PK-I-R-EI90S-125-DV9-T | 493
41091 | PK-I-R-EI90S-160-DV9-T | 503
41468 | PK-I-R-EI90S-180-DV9-T | 508
40750 | PK-I-R-EI90S-200-DV9-T | 514
40751 | PK-I-R-EI90S-225-DV9-T | 528
40752 | PK-I-R-EI90S-250-DV9-T | 536
40753 | PK-I-R-EI90S-280-DV9-T | 546
40754 | PK-I-R-EI90S-315-DV9-T | 560
40755 | PK-I-R-EI90S-355-DV9-T | 575
40756 | PK-I-R-EI90S-400-DV9-T | 635
40757 | PK-I-R-EI90S-450-DV9-T | 656
40758 | PK-I-R-EI90S-500-DV9-T | 677
40759 | PK-I-R-EI90S-560-DV9-T | 780
40760 | PK-I-R-EI90S-630-DV9-T | 812
40761 | PK-I-R-EI90S-710-DV9-T | 872
40762 | PK-I-R-EI90S-800-DV9-T | 926
40763 | PK-I-R-EI90S-900-DV9-T | 986
40764 | PK-I-R-EI90S-1000-DV9-T | 1060
41096 | PK-I-R-EI120S-200-DV7-T | 599
23574 | PK-I-R-EI120S-225-DV7-T | 614
41097 | PK-I-R-EI120S-250-DV7-T | 623
23575 | PK-I-R-EI120S-280-DV7-T | 637
41098 | PK-I-R-EI120S-315-DV7-T | 656
42062 | PK-I-R-EI120S-355-DV7-T | 673
41099 | PK-I-R-EI120S-400-DV7-T | 710
23576 | PK-I-R-EI120S-450-DV7-T | 770
42300 | PK-I-R-EI120S-500-DV7-T | 797
23577 | PK-I-R-EI120S-560-DV7-T | 942
42855 | PK-I-R-EI120S-630-DV7-T | 983
23578 | PK-I-R-EI120S-710-DV7-T | 1055
23579 | PK-I-R-EI120S-800-DV7-T | 1122
23580 | PK-I-R-EI120S-900-DV7-T | 1195
23581 | PK-I-R-EI120S-1000-DV7-T | 1284
41100 | PK-I-R-EI120S-200-DV9-T | 569
23597 | PK-I-R-EI120S-225-DV9-T | 584
41101 | PK-I-R-EI120S-250-DV9-T | 593
23598 | PK-I-R-EI120S-280-DV9-T | 607
41102 | PK-I-R-EI120S-315-DV9-T | 626
23599 | PK-I-R-EI120S-355-DV9-T | 644
41103 | PK-I-R-EI120S-400-DV9-T | 681
23600 | PK-I-R-EI120S-450-DV9-T | 741
41120 | PK-I-R-EI120S-500-DV9-T | 767
23601 | PK-I-R-EI120S-560-DV9-T | 881
41121 | PK-I-R-EI120S-630-DV9-T | 922
23602 | PK-I-R-EI120S-710-DV9-T | 994
23603 | PK-I-R-EI120S-800-DV9-T | 1062
23604 | PK-I-R-EI120S-900-DV9-T | 1134
23605 | PK-I-R-EI120S-1000-DV9-T | 1224
4459 | DKI1-S-550x440-230V | 804
4462 | DKI1-S-700x500-230V | 843
12426 | VX 250 TV/P Heat rec.unit | 1700
12040 | VX 400 E Heat rec.unit | 2095
12042 | VX 700 E Heat rec.unit | 2888
12045 | VX 400 EV L Heat rec.unit | 2615
12044 | VX 400 EV R Heat rec.unit | 2615
12048 | VX 700 EV R Heat rec.unit | 3245
12049 | VX 700 EV L Heat rec.unit | 3245
12536 | VR 250 ECH/B | 2890
12519 | VR 300 ECV/B 500W | 2550
12520 | VR 300 ECV/B 1000W | 2590
12278 | VR 400 DC | 2790
12424 | VR 700 DC Heat rec. unit | 3390
12309 | VR 400 DCV/B L Heat rec. unit | 3190
12314 | VR 400 DCV/B R Heat rec. unit | 3190
12425 | VR 700 DCV | 3690
2480 | SAVE VTC 300 R | 3890
2481 | SAVE VTC 300 L | 3890
2173 | SAVE VTC 700 R | 5690
2174 | SAVE VTC 700 L | 5690
2488 | Reheater VTC 300 R | 300
2489 | Reheater VTC 300 L | 300
2738 | Reheater VTC 700 R | 350
2739 | Reheater VTC 700 L | 350
207172 | Insulation kit VR 400 DC | 40
207169 | Insulation kit VR 400 DCV L | 50
207170 | Insulation kit VR 400 DCV R | 50
207168 | Insulation kit VR 400 DCV/DE | 65
207174 | Insulation kit VR 700 DC | 45
207171 | Insulation kit VR 700 DCV | 65
207167 | Insulation kit VR 700 DCV/DE | 70
207487 | CD Control panel 2 | 215
12486 | CE Control panel Villavent /3 | 215
12276 | CE back box for control panel | 20
12283 | CEC Cable w/plug 6m | 41
12398 | CEC Cable w/plug 12m | 70
306594 | CEC Cable w/plug 15m | 25
12399 | CED Diverging plug | 34
12428 | JP Junction plug for cable | 5
12489 | CTK/B /2 Contr switch w trafo | 310
12480 | CTK/B /S Contr switch w trafo | 410
5165 | T 120 Timer | 180
5137 | F-T120 Timer frame | 28
5589 | Week timer 7592 H | 300
12442 | PFVR 250 EH/B Filter EU3 | 25
12441 | BFVR 250 EH/B Filter EU7 | 35
12466 | PFVR 300 TK/B Filter EU3 | 35
12467 | BFVR 300 TK/B filter F7 | 45
12433 | PFVR 400 filter EU3 | 30
12432 | BFVR 400 EV Filter EU7 | 45
12449 | BFVR 400 E Filter EU7 | 45
205142 | BFVR 400 EV/EC Filter F7 | 55
12430 | PFVR 700 filter EU3 | 40
12429 | BFVR 700 EV Filter EU7 | 55
12450 | BFVR 700 E Filter EU7 | 55
5501 | PFVX 200/250 TV/P AL Filter | 20
5221 | BFVX 200/250 TV/P Filter F5 | 40
207042 | BFVTC 300 F7 | 45
207039 | MPVTC 300 G4 | 40
207040 | MPVTC 300 M5 | 60
207041 | MPVTC 300 F7 | 65
5503 | PFVX 400 filter alu. | 20
5886 | BFVX 400 filter EU7 | 45
12360 | BFVX 400 EV/B filter EU7 | 45
12352 | PFVX 400 EV/B filter alu | 25
5883 | PFVX 500/700 filter alu.* | 27
5888 | BFVX 500/700 filter EU7 | 60
5251 | PFV 250 G3 Filter VVX250 | 20
5252 | PFV 330 G3 Filter VVX330 | 20
202820 | PFVM 1 Filter alu. | 20
202821 | PFVM 2/400 Filter alu. | 25
202812 | BFVM 2 F Filter 114x560x50 | 70
206789 | Extract filter VR300 EC G3 | 40
4742 | F251-14 White (EC) | 465
4741 | F251-14 Steel (EC) | 625
12473 | F251-17 Cookerhood,white(TK/B) | 415
12478 | F251-17 Cookerhood,steel(TK/B) | 570
12023 | 251-10/B Cookerh.EV/B,EH/B wh. | 395
12929 | 251-10/B Cookerh EVB,EHB steel | 610
5545 | F251-10-50 Cookerhood timer | 270
5546 | F251-10-60 Cookerhood timer | 270
5547 | F251-10-70 Cookerhood timer | 270
5930 | F251-16-50 Cookerhood transf | 320
5931 | F251-16-60 Cookerhood transf | 320
5932 | F251-16-70 Cookerhood transf | 320
12481 | Ceiling suspension VR 300 TK/B | 170
12470 | VR-300 FP Front panel, white | 270
12490 | VR-300 FP Front panel, steel | 570
12471 | VR-300 SP Side panel, white | 110
12472 | VTVR 300 TK/B Duct cover | 170
12431 | VTVR 400 Duct cover | 170
5671 | VTVX 250 Duct cover | 170
5672 | VTVX 400 Duct cover | 170
5673 | VTVX 500/700 Duct cover | 170
16191 | CGA 100-125 Grill combi White | 170
16192 | CGA 125-125 Grill combi White | 175
16193 | CGA 160-160 Grill combi White | 250
16194 | CGA 200-200 Grill combi White | 310
12453 | CVVX 160 Combi-grid, white | 180
5563 | CVVX 160 Combi grille | 180
5564 | CVVX 200 Combi grille | 200
8498 | CVVX 250 Combi grille RAL 9005 | 245
8499 | CVVX 315 Combi grille RAL 9005 | 275
6236 | CVVX 400 Combi grille RAL9005 | 335
6237 | CVVX 500 Combi grille RAL9005 | 395
16196 | ULG 100 Outdoor air grills | 55
16197 | ULG 125 Outdoor air grills | 56
16198 | ULG 160 Outdoor air grills | 58
16199 | ULG 200 Outdoor air grills | 79
16200 | ULG 250 Outdoor air grills | 120
16201 | ULG 315 Outdoor air grills | 215
16202 | ALG 125 Exhaust grills | 106
16203 | ALG 160 Exhaust grills | 112
16204 | ALG 200 Exhaust grills | 149
5587 | KSVX 200-700 cond.tray | 79
1662 | SBVX 200/250 Summer block | 140
5553 | SBVX 400 Summerblock | 160
5554 | SBVX 500/700 Summerblock | 195
1870 | TLP 125/1,2 Air handl.unit | 1095
1872 | TLP 160/2,1 Air handl.units | 1139
1874 | TLP 200/3,0 Air handl.units | 1297
1876 | TLP 200/5,0 Air handl.units | 1425
5064 | TLP 315/6,0 Air handl.units | 1869
5066 | TLP 315/9,0 Air handl.units | 2173
4674 | TLPW 315 Air handl. unit | 2079
203262 | Filter TLP 125-160 G4 | 17
203263 | Filter TLP 200-315/6 G4 | 19
5243 | BFR 355-400 F5 Filter | 59
7257 | TA 450 EL 3kW 230V 1~ AHU | 3775
7256 | TA 450 EL 3kW 400V 3N~ AHU | 3937
7258 | TA 450 EL 6kW 400V 3N~ AHU | 4021
2168 | TA 650 EL 5kW AHU | 4619
2165 | TA 650 EL 8,3kW AHU | 4714
2169 | TA 1100 EL 8kW AHU | 4935
2166 | TA 1100 EL 13,3kW AHU | 5040
2171 | TA 1500 EL 12kW AHU | 5354
2167 | TA 1500 EL 20,3kW AHU | 5657
2172 | TA 2000 EL 16kW AHU | 6436
2184 | TA 2000 EL 33,3kW AHU | 6751
2182 | TA 1500 HW Air handling unit | 3727
2185 | TA 2000 HW Air handling unit | 4462
2188 | TA 3000 HW Air handling unit | 5249
2191 | TA 4500 HW Air handling unit | 5669
12522 | TA 6000 HW-R | 8125
12541 | TA 6000 HW-L | 8125
12530 | TA 7000 HW-R | 8851
12542 | TA 7000 HW-L | 8851
12531 | TA 9000 HW-R | 9810
12543 | TA 9000 HW-L | 9810
12532 | TA 11000 HW-R | 10285
12544 | TA 11000 HW-L | 10285
12526 | TA 14000 HW-R | 11760
12545 | TA 14000 HW-L | 11760
8421 | ITA 200 Intake grid TA | 240
8422 | ITA 250 Intake grid TA | 260
8494 | ITA 40-20 Intake grid TA | 270
8495 | ITA 50-25 Intake grid TA | 280
8496 | ITA 60-30 Intake grid TA | 320
8497 | ITA 70-40 Intake grid TA | 340
5357 | BFTA 450 G3 Filter | 45
7392 | BFTA 650 G3 Filter | 46
7393 | BFTA 1100 G3 Filter | 48
7394 | BFTA 1500 G3 Filter | 51
7395 | BFTA 2000 G3 Filter | 53
7396 | BFTA 3000 G3 Filter | 65
7397 | BFTA 4500 G3 Filter | 70
204830 | BFTA 450 F5 Filter | 51
203884 | BFTA 650 F5 Filter | 52
203885 | BFTA 1100 F5 Filter | 54
203886 | BFTA 1500 F5 Filter | 62
203887 | BFTA 2000 F5 Filter | 64
203888 | BFTA 3000 F5 Filter | 75
203889 | BFTA 4500 F5 Filter | 79
5358 | BFTA 450 F7 Filter | 61
7614 | BFTA 650 F7 Filter | 62
7615 | BFTA 1100 F7 Filter | 67
7616 | BFTA 1500 F7 Filter | 114
7617 | BFTA 2000 F7 Filter | 117
7619 | BFTA 3000 F7 Filter | 152
7620 | BFTA 4500 F7 Filter | 155
205357 | BFTA6000 F5 Filter 490x392x535 | 177
205138 | BFTA7000 F5 Filter 592x490x535 | 181
205378 | BFTA9000 F5 Filter 592x592x535 | 186
205395 | BFTA11000 F5 Filter490x592x535 | 234
205418 | BFTA14000 F5 Filter490x742x535 | 377
205358 | BFTA 6000 F7 Filter | 235
205210 | BFTA 7000 F7 Filter | 239
205379 | BFTA 9000 F7 Filter | 246
205396 | BFTA 11000 F7 Filter | 307
205419 | BFTA 14000 F7 Filter | 446
7449 | MAXI 1100 EL 400V AHU-Compact | 9889
7459 | MAXI 2000 EL 400V AHU-Compact | 13090
7448 | MAXI 1100 HW AHU-Compact | 9889
7458 | MAXI 2000 HW 400V AHU-Compact | 13090
5660 | OKM1500/2000 Duct adapter MAXI | 490
8609 | BFM 1100-3 G3 Filter MAXI | 75
8728 | BFM 1100-5 F5 Filter MAXI | 90
5565 | BFM 1100-7 Filter MAXI | 150
8717 | BFM 1500/2000-3 G3 Filter MAXI | 75
8737 | BFM 1500/2000-5 F5 Filter MAXI | 90
5540 | BFM 1500/2000-7 Filter MAXI | 150
5541 | BFM 3000/4000-7 Filter MAXI | 160
5665 | VDM 1100 Vibration damper MAXI | 82
5667 | VDM 1500/2000 Vibr.damper MAXI | 120
5666 | UDM 1100 Susp. dev. MAXI | 140
5668 | UDM 1500/2000 Susp. dev. MAXI | 200
5627 | THM Roof cowl MAXI | 990
104415 | BP 1500/2000 Bypass MAXI 24V | 900
203998 | SCP Display ext.for E15S/E28 | 155
2094 | Topvex TR03-L-CAV | 11015
2093 | Topvex TR03-R-CAV | 11015
2096 | Topvex TR03-L-VAV | 11225
2095 | Topvex TR03-R-VAV | 11225
203517 | Water coil Topvex TR03 HWL | 350
205622 | Water coil Topvex TR03 HWH | 450
2157 | Topvex TR03 HWL-L-CAV | 11540
2158 | Topvex TR03 HWL-R-CAV | 11540
2159 | Topvex TR03 HWL-L-VAV | 11750
2175 | Topvex TR03 HWL-R-VAV | 11750
2176 | Topvex TR03 HWH-L-CAV | 11645
2223 | Topvex TR03 HWH-R-CAV | 11645
2277 | Topvex TR03 HWH-L-VAV | 11855
2346 | Topvex TR03 HWH-R-VAV | 11855
2065 | Topvex TR03EL-L-CAV | 11435
2057 | Topvex TR03EL-R-CAV | 11435
2073 | Topvex TR03EL-L-VAV | 11645
2069 | Topvex TR03EL-R-VAV | 11645
2107 | Topvex TR04-L-CAV | 12800
2105 | Topvex TR04-R-CAV | 12800
2113 | Topvex TR04-L-VAV | 13010
2109 | Topvex TR04-R-VAV | 13010
203518 | Water coil Topvex TR04 HWL | 400
205623 | Water coil Topvex TR04 HWH | 500
2349 | Topvex TR04 HWL-L-CAV | 13430
2382 | Topvex TR04 HWL-R-CAV | 13430
2460 | Topvex TR04 HWL-L-VAV | 13640
2645 | Topvex TR04 HWL-R-VAV | 13640
2683 | Topvex TR04 HWH-L-CAV | 13535
2685 | Topvex TR04 HWH-R-CAV | 13535
2733 | Topvex TR04 HWH-L-VAV | 13745
2743 | Topvex TR04 HWH-R-VAV | 13745
2098 | Topvex TR04EL-L-CAV | 13325
2097 | Topvex TR04EL-R-CAV | 13325
2103 | Topvex TR04EL-L-VAV | 13535
2102 | Topvex TR04EL-R-VAV | 13535
2155 | Topvex TR06-L-CAV | 14480
2154 | Topvex TR06-R-CAV | 14480
2192 | Topvex TR06-L-VAV | 14690
2162 | Topvex TR06-R-VAV | 14690
204239 | Water coil Topvex TR06 HWL | 450
205624 | Water coil Topvex TR06 HWH | 550
2870 | Topvex TR06 HWL-L-CAV | 15215
2947 | Topvex TR06 HWL-R-CAV | 15215
3173 | Topvex TR06 HWL-L-VAV | 15425
3221 | Topvex TR06 HWL-R-VAV | 15425
3227 | Topvex TR06 HWH-L-CAV | 15225
3234 | Topvex TR06 HWH-R-CAV | 15225
3236 | Topvex TR06 HWH-L-VAV | 15530
3242 | Topvex TR06 HWH-R-VAV | 15530
2119 | Topvex TR06EL-L-CAV | 15215
2114 | Topvex TR06EL-R-CAV | 15215
2121 | Topvex TR06EL-L-VAV | 15425
2120 | Topvex TR06EL-R-VAV | 15425
2261 | Topvex SR03-L-CAV | 11190
2258 | Topvex SR03-R-CAV | 11190
2286 | Topvex SR03-L-VAV | 11390
2271 | Topvex SR03-R-VAV | 11390
205781 | Water coil Topvex SR03 HWL | 500
205529 | Water coil Topv SR03/ SX03 HWH | 600
3490 | Topvex SR03 HWL-L-CAV | 11790
3507 | Topvex SR03 HWL-R-CAV | 11790
3519 | Topvex SR03 HWL-L-VAV | 11990
3523 | Topvex SR03 HWL-R-VAV | 11990
3539 | Topvex SR03 HWH-L-CAV | 11890
3543 | Topvex SR03 HWH-R-CAV | 11890
3547 | Topvex SR03 HWH-L-VAV | 12090
3559 | Topvex SR03 HWH-R-VAV | 12090
2246 | Topvex SR03EL-L-CAV | 11690
2237 | Topvex SR03EL-R-CAV | 11690
2257 | Topvex SR03EL-L-VAV | 11890
2252 | Topvex SR03EL-R-VAV | 11890
2293 | Topvex SR04-L-CAV | 12990
2292 | Topvex SR04-R-CAV | 12990
2295 | Topvex SR04-L-VAV | 13190
2294 | Topvex SR04-R-VAV | 13190
205782 | Water coil Topvex SR04 HWL | 500
205530 | Water coil Topvex SR04 HWH | 600
3568 | Topvex SR04 HWL-L-CAV | 13490
3569 | Topvex SR04 HWL-R-CAV | 13490
3571 | Topvex SR04 HWL-L-VAV | 13690
3607 | Topvex SR04 HWL-R-VAV | 13690
3612 | Topvex SR04 HWH-L-CAV | 13590
3613 | Topvex SR04 HWH-R-CAV | 13590
3614 | Topvex SR04 HWH-L-VAV | 13790
3616 | Topvex SR04 HWH-R-VAV | 13790
2289 | Topvex SR04EL-L-CAV | 13390
2287 | Topvex SR04EL-R-CAV | 13390
2291 | Topvex SR04EL-L-VAV | 13590
2290 | Topvex SR04EL-R-VAV | 13590
2302 | Topvex SR06-L-CAV | 14490
2301 | Topvex SR06-R-CAV | 14490
2304 | Topvex SR06-L-VAV | 14690
2303 | Topvex SR06-R-VAV | 14690
205783 | Water coil Topvex SR06 HWL | 600
205531 | Water coil Topvex SR06 HWH | 700
3617 | Topvex SR06 HWL-L-CAV | 15090
3618 | Topvex SR06 HWL-R-CAV | 15090
3619 | Topvex SR06 HWL-L-VAV | 15290
3620 | Topvex SR06 HWL-R-VAV | 15290
3621 | Topvex SR06 HWH-L-CAV | 15190
3622 | Topvex SR06 HWH-R-CAV | 15190
3623 | Topvex SR06 HWH-L-VAV | 15390
3624 | Topvex SR06 HWH-R-VAV | 15390
2298 | Topvex SR06EL-L-CAV | 14890
2296 | Topvex SR06EL-R-CAV | 14890
2300 | Topvex SR06EL-L-VAV | 15090
2299 | Topvex SR06EL-R-VAV | 15090
10027 | Topvex TR09 EL-L-CAV | 21491
10051 | Topvex TR09 EL-L-VAV | 21491
10056 | Topvex TR09 EL-R-CAV | 21491
10072 | Topvex TR09 EL-R-VAV | 21491
10079 | Topvex TR09 HWH-L-CAV | 20791
10087 | Topvex TR09 HWH-L-VAV | 20791
10092 | Topvex TR09 HWH-R-CAV | 20791
10094 | Topvex TR09 HWH-R-VAV | 20791
10096 | Topvex TR09 HWL-L-CAV | 20791
10097 | Topvex TR09 HWL-L-VAV | 20791
10119 | Topvex TR09 HWL-R-CAV | 20791
10128 | Topvex TR09 HWL-R-VAV | 20791
10159 | Topvex TR09-L-CAV | 20221
10161 | Topvex TR09-L-VAV | 20221
10163 | Topvex TR09-R-CAV | 20221
10171 | Topvex TR09-R-VAV | 20221
10177 | Topvex TR12 EL-L-CAV | 23122
10283 | Topvex TR12 EL-L-VAV | 23122
10327 | Topvex TR12 EL-R-CAV | 23122
10329 | Topvex TR12 EL-R-VAV | 23122
10362 | Topvex TR12 HWH-L-CAV | 22382
10363 | Topvex TR12 HWH-L-VAV | 22382
10404 | Topvex TR12 HWH-R-CAV | 22382
10405 | Topvex TR12 HWH-R-VAV | 22382
10406 | Topvex TR12 HWL-L-CAV | 22382
10425 | Topvex TR12 HWL-L-VAV | 22382
10497 | Topvex TR12 HWL-R-CAV | 22382
10498 | Topvex TR12 HWL-R-VAV | 22382
10499 | Topvex TR12-L-CAV | 21698
10501 | Topvex TR12-L-VAV | 21698
10502 | Topvex TR12-R-CAV | 21698
10504 | Topvex TR12-R-VAV | 21698
10506 | Topvex TR15 EL-L-CAV | 26755
10507 | Topvex TR15 EL-L-VAV | 26755
10510 | Topvex TR15 EL-R-CAV | 26755
10513 | Topvex TR15 EL-R-VAV | 26755
10515 | Topvex TR15 HWH-L-CAV | 26173
10516 | Topvex TR15 HWH-L-VAV | 26173
10518 | Topvex TR15 HWH-R-CAV | 26173
10520 | Topvex TR15 HWH-R-VAV | 26173
10521 | Topvex TR15 HWL-L-CAV | 26173
10526 | Topvex TR15 HWL-L-VAV | 26173
10529 | Topvex TR15 HWL-R-CAV | 26173
10531 | Topvex TR15 HWL-R-VAV | 26173
10533 | Topvex TR15-L-CAV | 25665
10535 | Topvex TR15-L-VAV | 25665
10536 | Topvex TR15-R-CAV | 25665
10538 | Topvex TR15-R-VAV | 25665
10875 | Topvex SR09 EL-L-CAV | 20723
10876 | Topvex SR09 EL-L-VAV | 20565
10877 | Topvex SR09 EL-R-CAV | 20723
10878 | Topvex SR09 EL-R-VAV | 20565
10879 | Topvex SR09 HWH-L-CAV | 20235
10889 | Topvex SR09 HWH-L-VAV | 20074
10893 | Topvex SR09 HWH-R-CAV | 20235
10905 | Topvex SR09 HWH-R-VAV | 20074
10910 | Topvex SR09 HWL-L-CAV | 20235
10921 | Topvex SR09 HWL-L-VAV | 20074
10925 | Topvex SR09 HWL-R-CAV | 20235
10926 | Topvex SR09 HWL-R-VAV | 20074
10936 | Topvex SR09-L-CAV | 19245
10957 | Topvex SR09-L-VAV | 19208
10962 | Topvex SR09-R-CAV | 19245
10963 | Topvex SR09-R-VAV | 19208
10965 | Topvex SR11 EL-L-CAV | 23019
10966 | Topvex SR11 EL-L-VAV | 22858
10986 | Topvex SR11 EL-R-CAV | 23019
10991 | Topvex SR11 EL-R-VAV | 22858
10992 | Topvex SR11 HWH-L-CAV | 21555
10994 | Topvex SR11 HWH-L-VAV | 21394
10995 | Topvex SR11 HWH-R-CAV | 21555
11100 | Topvex SR11 HWH-R-VAV | 21394
11159 | Topvex SR11 HWL-L-CAV | 21555
11161 | Topvex SR11 HWL-L-VAV | 21394
11171 | Topvex SR11 HWL-R-CAV | 21555
11174 | Topvex SR11 HWL-R-VAV | 21394
11176 | Topvex SR11-L-CAV | 20856
11177 | Topvex SR11-L-VAV | 20820
11178 | Topvex SR11-R-CAV | 20856
11181 | Topvex SR11-R-VAV | 20820
4474 | Topvex TX03 EL-L AHU-C | 9390
4473 | Topvex TX03 EL-R AHU-C | 9390
4477 | Topvex TX03 HWL-L AHU-C | 9390
4475 | Topvex TX03 HWL-R AHU-C | 9390
4481 | Topvex TX03 HWH-L AHU-C | 9490
4479 | Topvex TX03 HWH-R AHU-C | 9490
4521 | Topvex TX04 EL-L AHU-C | 11190
4520 | Topvex TX04 EL-R AHU-C | 11190
4524 | Topvex TX04 HWL-L AHU-C | 11190
4523 | Topvex TX04 HWL-R AHU-C | 11190
4547 | Topvex TX04 HWH-L AHU-C | 11290
4536 | Topvex TX04 HWH-R AHU-C | 11290
4551 | Topvex TX06 EL-L AHU-C | 12690
4550 | Topvex TX06 EL-R AHU-C | 12690
4553 | Topvex TX06 HWL-L AHU-C | 12690
4552 | Topvex TX06 HWL-R AHU-C | 12690
4572 | Topvex TX06 HWH-L AHU-C | 12790
4573 | Topvex TX06 HWH-R AHU-C | 12790
4465 | Topvex SX03 EL-L AHU-C | 10190
4463 | Topvex SX03 EL-R AHU-C | 10190
4468 | Topvex SX03 HWL-L AHU-C | 10190
4467 | Topvex SX03 HWL-R AHU-C | 10190
4471 | Topvex SX03 HWH-L AHU-C | 10290
4470 | Topvex SX03 HWH-R AHU-C | 10290
4486 | Topvex SX04 EL-L AHU-C | 12090
4485 | Topvex SX04 EL-R AHU-C | 12090
4488 | Topvex SX04 HWL-L AHU-C | 12090
4487 | Topvex SX04 HWL-R AHU-C | 12090
4517 | Topvex SX04 HWH-L AHU-C | 12190
4483 | Topvex SX04 HWH-R AHU-C | 12190
4576 | Topvex SX06 EL-L AHU-C | 13290
4575 | Topvex SX06 EL-R AHU-C | 13290
4579 | Topvex SX06 HWL-L AHU-C | 13290
4578 | Topvex SX06 HWL-R AHU-C | 13290
4585 | Topvex SX06 HWH-L AHU-C | 13390
4584 | Topvex SX06 HWH-R AHU-C | 13390
2326 | Topvex FR03-L-CAV | 12969
2325 | Topvex FR03-R-CAV | 12969
2355 | Topvex FR03-L-VAV | 13189
2353 | Topvex FR03-R-VAV | 13189
207179 | Water coil FR03 HWL ver.2 | 350
207239 | Water coil FR03 HWH | 450
3917 | Topvex FR03 HWL-L-CAV | 13409
3918 | Topvex FR03 HWL-R-CAV | 13409
3919 | Topvex FR03 HWL-L-VAV | 13629
3929 | Topvex FR03 HWL-R-VAV | 13629
4015 | Topvex FR03 HWH-L-CAV | 13519
4037 | Topvex FR03 HWH-R-CAV | 13519
4044 | Topvex FR03 HWH-L-VAV | 13739
4068 | Topvex FR03 HWH-R-VAV | 13739
2321 | Topvex FR03EL-L-CAV | 13409
2320 | Topvex FR03EL-R-CAV | 13409
2323 | Topvex FR03EL-L-VAV | 13629
2322 | Topvex FR03EL-R-VAV | 13629
111559 | SDF 03 Sliding door kit-FR03 | 235
2522 | Topvex FR06-L-CAV | 16280
2521 | Topvex FR06-R-CAV | 16280
2526 | Topvex FR06-L-VAV | 16500
2524 | Topvex FR06-R-VAV | 16500
207180 | Water coil FR06 HWL ver.2 | 400
207240 | Water coil FR06 HWH | 550
4076 | Topvex FR06 HWL-L-CAV | 16720
4081 | Topvex FR06 HWL-R-CAV | 16720
4082 | Topvex FR06 HWL-L-VAV | 16940
4092 | Topvex FR06 HWL-R-VAV | 16940
4093 | Topvex FR06 HWH-L-CAV | 16830
4133 | Topvex FR06 HWH-R-CAV | 16830
4189 | Topvex FR06 HWH-L-VAV | 17050
4190 | Topvex FR06 HWH-R-VAV | 17050
2429 | Topvex FR06EL-L-CAV | 16720
2422 | Topvex FR06EL-R-CAV | 16720
2505 | Topvex FR06EL-L-VAV | 16940
2475 | Topvex FR06EL-R-VAV | 16940
111560 | SDF 06 Sliding door kit-FR06 | 245
2602 | Topvex FR08-L-CAV | 18040
2586 | Topvex FR08-R-CAV | 18040
2608 | Topvex FR08-L-VAV | 18260
2604 | Topvex FR08-R-VAV | 18260
207181 | Water coil FR08 HWL ver.2 | 550
207241 | Water coil FR08 HWH | 650
4233 | Topvex FR08 HWL-L-CAV | 18590
4234 | Topvex FR08 HWL-R-CAV | 18590
4280 | Topvex FR08 HWL-L-VAV | 18810
4317 | Topvex FR08 HWL-R-VAV | 18810
4359 | Topvex FR08 HWH-L-CAV | 18700
4360 | Topvex FR08 HWH-R-CAV | 18700
4374 | Topvex FR08 HWH-L-VAV | 18920
4405 | Topvex FR08 HWH-R-VAV | 18920
2566 | Topvex FR08EL-L-CAV | 18590
2564 | Topvex FR08EL-R-CAV | 18590
2568 | Topvex FR08EL-L-VAV | 18810
2567 | Topvex FR08EL-R-VAV | 18810
111561 | SDF 08 Sliding door kit-FR08 | 345
2894 | Topvex FR11-L-CAV | 21450
2893 | Topvex FR11-R-CAV | 21450
2898 | Topvex FR11-L-VAV | 21670
2897 | Topvex FR11-R-VAV | 21670
207182 | Water coil FR11 HWL ver.2 | 550
207242 | Water coil FR11 HWH | 750
4619 | Topvex FR11 HWL-L-CAV | 21989
4621 | Topvex FR11 HWL-R-CAV | 21989
4624 | Topvex FR11 HWL-L-VAV | 23309
4628 | Topvex FR11 HWL-R-VAV | 23309
4633 | Topvex FR11 HWH-L-CAV | 23309
4635 | Topvex FR11 HWH-R-CAV | 23309
4638 | Topvex FR11 HWH-L-VAV | 24468
4644 | Topvex FR11 HWH-R-VAV | 24468
2792 | Topvex FR11EL-L-CAV | 21989
2790 | Topvex FR11EL-R-CAV | 21989
2892 | Topvex FR11EL-L-VAV | 23309
2804 | Topvex FR11EL-R-VAV | 23309
111562 | SDF 11 Sliding door kit-FR11 | 360
7367 | ODS outdoor set - SR04 | 1100
7366 | ODS outdoor set - SR06 | 1200
7193 | ODS outdoor set - SR07 E | 1250
7191 | ODS outdoor set - SR09 E | 1450
7189 | ODS outdoor set - SR11 E | 1790
6688 | MFRO Manometer | 49
1203 | Topvex SC03 L-CAV | 15000
1190 | Topvex SC03 R-CAV | 15000
1232 | Topvex SC03 L-VAV | 15200
1221 | Topvex SC03 R-VAV | 15200
1154 | Topvex SC03 HW-L-CAV | 15500
1142 | Topvex SC03 HW-R-CAV | 15500
1178 | Topvex SC03 HW-L-VAV | 15700
1164 | Topvex SC03 HW-R-VAV | 15700
1112 | Topvex SC03 EL-L-CAV | 16000
1000 | Topvex SC03 EL-R-CAV | 16000
1141 | Topvex SC03 EL-L-VAV | 16200
1128 | Topvex SC03 EL-R-VAV | 16200
1903 | Topvex SC04 L-CAV | 16000
1895 | Topvex SC04 R-CAV | 16000
1950 | Topvex SC04 L-VAV | 16200
1908 | Topvex SC04 R-VAV | 16200
1749 | Topvex SC04 HW-L-CAV | 16500
1638 | Topvex SC04 HW-R-CAV | 16500
1878 | Topvex SC04 HW-L-VAV | 16700
1877 | Topvex SC04 HW-R-VAV | 16700
1749 | Topvex SC04 HW-L-CAV | 16500
1638 | Topvex SC04 HW-R-CAV | 16500
1878 | Topvex SC04 HW-L-VAV | 16700
1877 | Topvex SC04 HW-R-VAV | 16700
6287 | Topvex SC06 L-CAV | 21250
6286 | Topvex SC06 R-CAV | 21250
6289 | Topvex SC06 L-VAV | 21450
6288 | Topvex SC06 R-VAV | 21450
6278 | Topvex SC06 HW-L-CAV | 21750
6277 | Topvex SC06 HW-R-CAV | 21750
6285 | Topvex SC06 HW-L-VAV | 21950
6279 | Topvex SC06 HW-R-VAV | 21950
6273 | Topvex SC06 EL-L-CAV | 22250
2730 | Topvex SC06 EL-R-CAV | 22250
6276 | Topvex SC06 EL-L-VAV | 22450
6275 | Topvex SC06 EL-R-VAV | 22450
6859 | Topvex SC08 L-CAV | 23200
6857 | Topvex SC08 R-CAV | 23200
6861 | Topvex SC08 L-VAV | 23400
6860 | Topvex SC08 R-VAV | 23400
6713 | Topvex SC08 HW-L-CAV | 23700
6438 | Topvex SC08 HW-R-CAV | 23700
6856 | Topvex SC08 HW-L-VAV | 23900
6850 | Topvex SC08 HW-R-VAV | 23900
6420 | Topvex SC08 EL-L-CAV | 24300
6319 | Topvex SC08 EL-R-CAV | 24300
6424 | Topvex SC08 EL-L-VAV | 24500
6423 | Topvex SC08 EL-R-VAV | 24500
7234 | Topvex SC11 L-CAV | 26400
7233 | Topvex SC11 R-CAV | 26400
7238 | Topvex SC11 L-VAV | 26600
7237 | Topvex SC11 R-VAV | 26600
6870 | Topvex SC11 HW-L-CAV | 26900
6869 | Topvex SC11 HW-R-CAV | 26900
7230 | Topvex SC11 HW-L-VAV | 27100
7036 | Topvex SC11 HW-R-VAV | 27100
6866 | Topvex SC11 EL-L-CAV | 27650
6864 | Topvex SC11 EL-R-CAV | 27650
6868 | Topvex SC11 EL-L-VAV | 27850
6867 | Topvex SC11 EL-R-VAV | 27850
203515 | BFT 1000/TR03 F5 Filter | 103
203516 | BFT 1000/TR03 F7 Filter | 127
203539 | BFT 1500/TR04 F5 Filter | 127
203540 | BFT 1500/TR04 F7 Filter | 156
204214 | BFT TR06 F5 Filter | 143
204215 | BFT 2000 F7 Filter | 170
206888 | BFT TR04 F7 Filter | 150
205295 | BFT TR06 F7 Filter | 170
6924 | BFT TR09 G3 Filter | 70
205005 | BFT TR09 F5 Filter | 120
205006 | BFT TR09 F7 Filter | 140
6923 | BFT TR12 G3 Filter | 75
205003 | BFT TR12 F5 Filter | 130
205004 | BFT TR12 F7 Filter | 150
6922 | BFT TR15 G3 Filter | 80
205001 | BFT TR15 F5 Filter | 155
205002 | BFT TR15 F7 Filter | 175
203515 | BFT 1000/TR03 F5 Filter | 103
206214 | BFT TX03 F7 Filter | 125
206244 | BFT TX04 F5 Filter | 135
206245 | BFT TX04 F7 Filter | 150
206185 | BFT TX06 F5 Filter | 155
206186 | BFT TX06 F7 Filter | 170
205564 | BFRO SR03 F5 Filter | 115
205565 | BFRO SR03 F7 Filter | 125
206246 | BFT SX04 F5 Filter | 135
206247 | BFT SX04 F7 Filter | 150
206187 | BFT SX06 F5 Filter | 155
206188 | BFT SX06 F7 Filter | 170
206775 | BFT FR03 F5 Filter | 90
206776 | BFT FR03 F7 Filter | 100
206777 | BFT FR06 F5 Filter | 115
206778 | BFT FR06 F7 Filter | 130
206779 | BFT FR08 F5 Filter | 160
206780 | BFT FR08 F7 Filter | 175
206781 | BFT FR11 F5 Filter | 270
206782 | BFT FR11 F7 Filter | 300
205564 | BFRO SR03 F5 Filter | 115
205565 | BFRO SR03 F7 Filter | 125
205566 | BFRO SR04 F5 Filter | 140
205567 | BFRO SR04 F7 Filter | 150
205527 | BFRO SR06 F5 Filter | 140
205528 | BFRO SR06 F7 Filter | 150
205796 | BFRO SR07 E F5 Filter | 105
205797 | BFRO SR07 E F7 Filter | 120
205798 | BFRO SR09 E F5 Filter | 125
205799 | BFRO SR09 E F7 Filter | 145
205800 | BFRO SR11 E F5 Filter | 130
205801 | BFRO SR11 E F7 Filter | 150
207523 | BFT SC03/04 F5 317x500x300/5 | 106
207524 | BFT SC03/04 F7 317x500x330/5 | 119
207525 | BFT SC06 F5 Fil 399x592x300/6 | 126
207526 | BFT SC06 F7 Fil 399x592x400/6 | 139
207527 | BFT SC08 F5 Fil 399x742x300/6 | 144
207528 | BFT SC08 F7 Fil 399x742x400/6 | 163
207529 | BFT SC11 F5 Fil 399x742x400/6 | 152
207530 | BFT SC11 F7 Fil 399x742x550/6 | 175
203151 | BFRO 2400/SR07 G3 Filter | 55
203152 | BFRO 3800/SR09 G3 Filter | 61
203153 | BFRO 4800/SR11 G3 Filter | 62
204192 | BFRO SR07 IAQ F5 Filter | 106
204191 | BFRO SR09 IAQ F5 Filter | 126
204190 | BFRO SR11 IAQ F5 Filter | 132
K2415 | BFRO 2400/SR07 G3 Filter x2 | 100
K2416 | BFRO 3800/SR09 EU3 Filter x2 | 112
K2417 | BFRO 4800/SR11 EU3 Filter x2 | 114
K2418 | BFRO 2400/SR07 EU5 Filter x2 | 202
K2419 | BFRO 3800/SR09 EU5 Filter x2 | 242
K2420 | BFRO 4800/SR11 EU5 Filter x2 | 254
203154 | MPRO 2400/SR07 F5 Filter 100mm | 203
203155 | MPRO 3800/SR09 F5 Filter 100mm | 226
203156 | MPRO 4800/SR11 F5 Filter 100mm | 256
202749 | MPRO SR07 IAQ F7Filter 100mm | 212
203011 | MPRO SR09 IAQ F7 Filter 100mm | 237
202750 | MPRO SR11 IAQ F7 Filter 100mm | 268
203015 | Sensor Rotovex | 100
202699 | DRRO Belt Rotov 2400/Topv2000 | 22
203126 | DRRO Belt Rotovex 3800 | 25
202700 | DRRO Belt Rotovex 4800 | 27
203500 | DRTO Belt Topvex 1000 | 18
203502 | DRTO Belt Topvex 1500 | 20
202699 | DRRO Belt Rotov 2400/Topv2000 | 22
6995 | Presence detector/IR24-P | 115
206263 | Water-lock | 55
204662 | ETC E-Tool cable USB | 260
6961 | Balance-E-100 Return valve | 5.6
6962 | Balance-E-125 Return valve | 6.2
6963 | Balance-E-160 Return valve | 9.4
6964 | Balance-E-200 Return valve | 12
6965 | Balance-S-100 Supply valve | 6.5
6966 | Balance-S-125 Supply valve | 8.1
6967 | Balance-S-160 Supply valve | 10.2
6129 | RFU-080 Mounting Frame | 2
6130 | RFU-100 Mounting Frame | 2
6131 | RFU-125 Mounting Frame | 2.5
6132 | RFU-150 Mounting Frame | 3.5
6134 | RFU-160 Mounting Frame | 3.5
6135 | RFU-200 Mounting Frame | 5.5
6714 | RFP-080 Mounting Frame | 3.5
6125 | RFP-100 Mounting Frame | 3.5
6126 | RFP-125 Mounting Frame | 5
6127 | RFP-160 Mounting Frame | 6
6128 | RFP-200 Mounting Frame | 8
2441 | EFFC 080 Exhaust Valve | 6.5
2440 | EFFC 100 Exhaust Valve | 7
2439 | EFFC 125 Exhaust Valve | 9
2432 | EFFC 160 Exhaust Valve | 13
2431 | EFFC 200 Exhaust Valve | 17
2442 | TFFC 080 Supply valve | 6.5
2443 | TFFC 100 Supply Valve | 7
2448 | TFFC 125 Supply Valve | 9
2449 | TFFC 160 Supply Valve | 13
2459 | TFFC 200 Supply Valve | 17
6144 | EFF-063 Exhaust Valve | 8.4
6145 | EFF-080 Exhaust Valve | 8.4
6146 | EFF-100 Exhaust Valve | 8.5
6147 | EFF-125 Exhaust Valve | 11
7490 | EFF-150 Exhaust Valve | 14
6148 | EFF-160 Exhaust Valve | 14
6149 | EFF-200 Exhaust Valve | 21
6089 | TFF 080 Supply valve | 13
6090 | TFF 100 Supply Valve | 14
6091 | TFF 125 Supply Valve | 15
7509 | TFF 150 Supply Valve | 20
6092 | TFF 160 Supply Valve | 21
6093 | TFF 200 Supply Valve | 25
6298 | Elegant-VE-100 Diffuser | 53
6827 | Elegant-VE-125 Diffuser | 55
6828 | Elegant-VE-160 Diffuser | 61
6831 | Elegant-VS-125 Diffuser | 84
6832 | Elegant-VS-160 Diffuser | 95
6829 | Elegant-VI-125 Diffuser | 63
6830 | Elegant-VI-160 Diffuser | 69
6202 | Elegant-VT-100 Diffuser | 48
6207 | Elegant-VT-125 Diffuser | 51
7178 | BHC-100 Bathroom Damper | 179
7484 | BHC O125 Adapters | 7
7387 | BHC-100 Transformer 12V | 30
35028 | AL-15 Exhaust valve | 20
35029 | AL-30 Exhaust valve | 20
35030 | AL-45 Exhaust valve | 20
35031 | AL-60 Exhaust valve | 20
35032 | AL-75 Exhaust valve | 20
35033 | AL-90 Exhaust valve | 20
35034 | AL-120 Exhaust valve | 38
35035 | AL-150 Exhaust valve | 38
35040 | AL 0-15 extr. valve s.adj | 40
35027 | AL 15/30 extr. valve s.adj. | 40
35036 | AL 20-75 extr. valve s.adj. | 40
35037 | AL 30-90 extr. valve s.adj. | 40
35238 | AL 45-105 extr. valve s.adj | 40
35038 | AL 45-120 extr. valve s.adj | 40
35039 | AL 45-135 extr. valve s.adj | 40
35050 | AL adapter mounting BR99 | 4
35045 | AL mounting ring O99mm | 5
31421 | AL mounting ring O116mm | 5
35044 | AL mounting ring O125mm/rub | 5
35048 | AL plastic plate 175x278 mm | 21
35049 | AL silencer modul | 13
31412 | AE-15/30 Exhaust valve electr. | 115
31413 | AE-30/60 Exhaust valve electr. | 120
31414 | AE-45/120 Exhaust valve electr | 125
5657 | VTK-080 Airvent | 89
5658 | VTK-100 Airvent | 93
5659 | VTK-160 Airvent | 115
6376 | Filter VTK-080 | 20
5664 | Filter VTK-100 | 21
5567 | Filter VTK-160 | 24
5406 | VTK Spacer ring 2 mm | 4.5
5407 | VTK Spacer ring 4 mm | 4.5
5574 | FV 30 Window trickle vent | 23
5575 | FV 40 Window trickle vent | 25
5576 | FV 50 Window trickle vent | 27
6184 | OVE-125 Air transfer device | 55
6185 | OVE-160 Air transfer device | 70
6186 | OVE-200 Air transfer device | 90
6187 | OVR-125 Air transfer device | 60
6188 | OVR-160 Air transfer device | 80
6183 | OVE-100 Air transfer device | 50
6189 | OVX-300 Air transfer device | 63
6190 | OVX-500 Air transfer device | 65
6191 | OVX-700 Air transfer device | 68
6192 | OVX-850 Air transfer device | 85
41232 | NOVA-A-2-2-200x100-H-RAL9010 | 16
41235 | NOVA-A-2-2-300x100-H-RAL9010 | 20
41237 | NOVA-A-2-2-400x100-H-RAL9010 | 24
41240 | NOVA-A-2-2-500x100-H-RAL9010 | 28
41244 | NOVA-A-2-2-600x100-H-RAL9010 | 34
41249 | NOVA-A-2-2-800x100-H-RAL9010 | 42
41228 | NOVA-A-2-2-1000x100-H-RAL9010 | 49
41233 | NOVA-A-2-2-200x150-H-RAL9010 | 19
41236 | NOVA-A-2-2-300x150-H-RAL9010 | 24
41238 | NOVA-A-2-2-400x150-H-RAL9010 | 28
41241 | NOVA-A-2-2-500x150-H-RAL9010 | 33
41245 | NOVA-A-2-2-600x150-H-RAL9010 | 39
41250 | NOVA-A-2-2-800x150-H-RAL9010 | 49
41230 | NOVA-A-2-2-1000x150-H-RAL9010 | 58
64191 | NOVA-A-2-2-200x200-H-RAL9010 | 24
41234 | NOVA-A-2-2-300x200-H-RAL9010 | 27
41239 | NOVA-A-2-2-400x200-H-RAL9010 | 33
41242 | NOVA-A-2-2-500x200-H-RAL9010 | 38
41246 | NOVA-A-2-2-600x200-H-RAL9010 | 46
41251 | NOVA-A-2-2-800x200-H-RAL9010 | 57
41231 | NOVA-A-2-2-1000x200-H-RAL9010 | 67
64199 | NOVA-A-2-2-300x300-H-RAL9010 | 34
64208 | NOVA-A-2-2-400x300-H-RAL9010 | 42
41243 | NOVA-A-2-2-500x300-H-RAL9010 | 48
41247 | NOVA-A-2-2-600x300-H-RAL9010 | 58
64242 | NOVA-A-2-2-800x300-H-RAL9010 | 72
64255 | NOVA-A-2-2-1000x300-H-RAL9010 | 89
41248 | NOVA-A-2-2-600x400-H-RAL9010 | 70
41304 | NOVA-L-1-2-200x100-H-1-12,5RAL | 16
41305 | NOVA-L-1-2-300x100-H-1-12,5RAL | 18
41307 | NOVA-L-1-2-400x100-H-1-12,5RAL | 21
41309 | NOVA-L-1-2-500x100-H-1-12,5RAL | 23
41314 | NOVA-L-1-2-600x100-H-1-12,5RAL | 28
41316 | NOVA-L-1-2-800x100-H-1-12,5RAL | 33
41319 | NOVA-L-1-2-1000x100-H-1-12,5RA | 39
42905 | NOVA-L-1-2-200x150-H-1-12,5RAL | 20
41306 | NOVA-L-1-2-300x150-H-1-12,5RAL | 23
41308 | NOVA-L-1-2-400x150-H-1-12,5RAL | 26
41310 | NOVA-L-1-2-500x150-H-1-12,5RAL | 29
41315 | NOVA-L-1-2-600x150-H-1-12,5RAL | 35
41317 | NOVA-L-1-2-800x150-H-1-12,5RAL | 41
41320 | NOVA-L-1-2-1000x150-H-1-12,5RA | 50
42906 | NOVA-L-1-2-300x200-H-1-12,5RAL | 27
41313 | NOVA-L-1-2-400x200-H-1-12,5RAL | 31
41311 | NOVA-L-1-2-500x200-H-1-12,5RAL | 35
41312 | NOVA-L-1-2-600x200-H-1-12,5RAL | 42
41318 | NOVA-L-1-2-800x200-H-1-12,5RAL | 50
41321 | NOVA-L-1-2-1000x200-H-1-12,5RA | 60
42907 | NOVA-L-1-2-500x300-H-1-12,5RAL | 46
42908 | NOVA-L-1-2-600x300-H-1-12,5RAL | 56
41530 | NOVA-L-1-2-600x400-H-1-125RAL | 70
41140 | NOVA-R-2-200x100-RAL9010 | 12
41512 | NOVA-R-2-300x100-RAL9010 | 15
41515 | NOVA-R-2-400x100-RAL9010 | 17
41518 | NOVA-R-2-500x100-RAL9010 | 20
41522 | NOVA-R-2-600x100-RAL9010 | 23
41527 | NOVA-R-2-800x100-RAL9010 | 27
41137 | NOVA-R-2-1000x100-RAL9010 | 32
41141 | NOVA-R-2-200x150-RAL9010 | 15
41513 | NOVA-R-2-300x150-RAL9010 | 17
41516 | NOVA-R-2-400x150-RAL9010 | 20
41519 | NOVA-R-2-500x150-RAL9010 | 24
41523 | NOVA-R-2-600x150-RAL9010 | 27
41528 | NOVA-R-2-800x150-RAL9010 | 33
41138 | NOVA-R-2-1000x150-RAL9010 | 39
41514 | NOVA-R-2-300x200-RAL9010 | 20
41517 | NOVA-R-2-400x200-RAL9010 | 24
41520 | NOVA-R-2-500x200-RAL9010 | 28
41524 | NOVA-R-2-600x200-RAL9010 | 32
41529 | NOVA-R-2-800x200-RAL9010 | 39
41139 | NOVA-R-2-1000x200-RAL9010 | 46
42934 | NOVA-R-2-300x300-RAL9010 | 27
42935 | NOVA-R-2-400x300-RAL9010 | 31
41521 | NOVA-R-2-500x300-RAL9010 | 37
41525 | NOVA-R-2-600x300-RAL9010 | 42
42938 | NOVA-R-2-800x300-RAL9010 | 52
42939 | NOVA-R-2-1000x300-RAL9010 | 62
41526 | NOVA-R-2-600x400-RAL9010 | 52
42885 | NOVA-F-2-200x100-F-S-RAL9010 | 33
42887 | NOVA-F-2-300x100-F-S-RAL9010 | 37
42890 | NOVA-F-2-400x100-F-S-RAL9010 | 41
42893 | NOVA-F-2-500x100-F-S-RAL9010 | 46
42897 | NOVA-F-2-600x100-F-S-RAL9010 | 53
42902 | NOVA-F-2-800x100-F-S-RAL9010 | 61
42882 | NOVA-F-2-1000x100-F-S-RAL9010 | 70
42886 | NOVA-F-2-200x150-F-S-RAL9010 | 37
42888 | NOVA-F-2-300x150-F-S-RAL9010 | 42
42891 | NOVA-F-2-400x150-F-S-RAL9010 | 47
42894 | NOVA-F-2-500x150-F-S-RAL9010 | 53
42898 | NOVA-F-2-600x150-F-S-RAL9010 | 60
42903 | NOVA-F-2-800x150-F-S-RAL9010 | 70
42883 | NOVA-F-2-1000x150-F-S-RAL9010 | 81
42889 | NOVA-F-2-300x200-F-S-RAL9010 | 46
42892 | NOVA-F-2-400x200-F-S-RAL9010 | 52
42895 | NOVA-F-2-500x200-F-S-RAL9010 | 60
42899 | NOVA-F-2-600x200-F-S-RAL9010 | 68
42904 | NOVA-F-2-800x200-F-S-RAL9010 | 80
42884 | NOVA-F-2-1000x200-F-S-RAL9010 | 93
42896 | NOVA-F-2-500x300-F-S-RAL9010 | 73
42900 | NOVA-F-2-600x300-F-S-RAL9010 | 84
42901 | NOVA-F-2-600x400-F-S-RAL9010 | 99
6735 | Sinus-BR-100 Nozzle Diffuser | 201
6736 | Sinus-BR-125 Nozzle Diffuser | 226
6737 | Sinus-BR-160 Nozzle diffuser | 242
6738 | Sinus-BR-200 Nozzle diffuser | 298
6731 | Sinus-BS-100 Nozzle diffuser | 201
6732 | Sinus-BS-125 Nozzle diffuser | 226
6733 | Sinus-BS-160 Nozzle diffuser | 242
6734 | Sinus-BS-200 Nozzle diffuser | 298
60494 | Hella-AT-600-1 Slot Diff | 20
60498 | Hella-AT-600-2 Slot Diff | 28
60502 | Hella-AT-600-3 Slot Diff | 37
60506 | Hella-AT-600-4 Slot Diff | 45
60495 | Hella-AT-1200-1 Slot Diff | 32
60499 | Hella-AT-1200-2 Slot Diff | 45
60503 | Hella-AT-1200-3 Slot Diff | 59
60507 | Hella-A-1200-4 Slot Diff | 71
60496 | Hella-AT-1800-1 Slot Diff | 45
60500 | Hella-AT-1800-2 Slot Diff | 64
60504 | Hella-AT-1800-3 Slot Diff | 82
60508 | Hella-AT-1800-4 Slot Diff | 100
60497 | Hella-AT-2400-1 Slot Diff | 63
60501 | Hella-AT-2400-2 Slot Diff | 89
60505 | Hella-AT-2400-3 Slot Diff | 117
60509 | Hella-AT-2400-4 Slot Diff | 143
6920 | Elegant-AT-100 Diffuser | 67
6973 | Elegant-AT-125 Diffuser | 67
42453 | SFD-150 Swirl Floor Diff | 98
42454 | SFD-200 Swirl Floor Diff | 115
42455 | SFD-PB-150 Plenum box | 56
42456 | SFD-PB-200 Plenum box | 67
42870 | NOVA-D-1-200x100-UR1-RAL9010 | 22
42872 | NOVA-D-1-300x100-UR1-RAL9010 | 26
42871 | NOVA-D-1-200x150-UR1-RAL9010 | 27
42873 | NOVA-D-1-300x150-UR1-RAL9010 | 32
42874 | NOVA-D-1-400x200-UR1-RAL9010 | 45
42875 | NOVA-D-1-500x200-UR1-RAL9010 | 51
42876 | NOVA-D-1-600x300-UR1-RAL9010 | 77
41325 | NOVA-E-2-200x100-RAL9010 | 13
41326 | NOVA-E-2-300x100-RAL9010 | 15
41328 | NOVA-E-2-400x100-RAL9010 | 18
41331 | NOVA-E-2-500x100-RAL9010 | 20
41335 | NOVA-E-2-600x100-RAL9010 | 22
41443 | NOVA-E-2-800x100-RAL9010 | 27
41322 | NOVA-E-2-1000x100-RAL9010 | 32
42877 | NOVA-E-2-200x150-RAL9010 | 15
41327 | NOVA-E-2-300x150-RAL9010 | 18
41329 | NOVA-E-2-400x150-RAL9010 | 20
41332 | NOVA-E-2-500x150-RAL9010 | 23
41336 | NOVA-E-2-600x150-RAL9010 | 25
41444 | NOVA-E-2-800x150-RAL9010 | 31
41323 | NOVA-E-2-1000x150-RAL9010 | 37
42878 | NOVA-E-2-300x200-RAL9010 | 19
41330 | NOVA-E-2-400x200-RAL9010 | 23
41333 | NOVA-E-2-500x200-RAL9010 | 26
41442 | NOVA-E-2-600x200-RAL9010 | 29
41445 | NOVA-E-2-800x200-RAL9010 | 36
41324 | NOVA-E-2-1000x200-RAL9010 | 42
42879 | NOVA-E-2-500x300-RAL9010 | 31
42880 | NOVA-E-2-600x300-RAL9010 | 35
42881 | NOVA-E-2-600x400-RAL9010 | 42
41334 | NOVA-E-2-595x595-RAL9010 | 52
40775 | NOVA-C-1-225x75 Grille | 16
40776 | NOVA-C-1-325x75 Grille | 19
40777 | NOVA-C-1-425x75 Grille | 22
40791 | NOVA-C-1-225x125 Grille | 17
40792 | NOVA-C-1-325x125 Grille | 21
40871 | NOVA-C-2-225x75 Grille | 25
40872 | NOVA-C-2-325x75 Grille | 29
40873 | NOVA-C-2-425x75 Grille | 33
40887 | NOVA-C-2-225x125 Grille | 29
40888 | NOVA-C-2-325x125 Grille | 33
6649 | Sinus-DC-1001 Nozzle Diffuser | 113
6650 | Sinus-DC-1501 Nozzle Diffuser | 129
6651 | Sinus-DC-1002 Nozzle Diffuser | 125
6652 | Sinus-DC-1502 Nozzle Diffuser | 145
6653 | Sinus-DC-1003 Nozzle Diffuser | 161
6654 | Sinus-DC-1503 Nozzle Diffuser | 193
6655 | Sinus-DC-1004 Nozzle Diffuser | 201
6656 | Sinus-DC-1504 Nozzle Diffuser | 236
6641 | Sinus-DR-1001 Nozzle Diffuser | 109
6642 | Sinus-DR-1501 Nozzle Diffuser | 121
6643 | Sinus-DR-1002 Nozzle Diffuser | 121
6644 | Sinus-DR-1502 Nozzle Diffuser | 133
6645 | Sinus-DR-1003 Nozzle Diffuser | 161
6646 | Sinus-DR-1503 Nozzle Diffuser | 193
6647 | Sinus-DR-1004 Nozzle Diffuser | 201
6648 | Sinus-DR-1504 Nozzle Diffuser | 226
6540 | Kvadra-150 Diffuser | 26
6541 | Kvadra-225 Diffuser | 33
6542 | Kvadra-300 Diffuser | 43
6543 | Kvadra-375 Diffuser | 54
6544 | Kvadra-450 Diffuser | 65
42301 | Kvadra-R1 150 Damper | 11
42302 | Kvadra-R1 225 Damper | 15
42303 | Kvadra-R1 300 Damper | 20
42304 | Kvadra-R1 375 Damper | 31
42305 | Kvadra-R1 450 Damper | 39
6530 | KRC-150 Transition Kvadra | 28
6531 | KRC-225 Transition Kvadra | 32
6532 | KRC-300 Transition Kvadra | 50
6533 | KRC-375 Transition Kvadra | 67
6534 | KRC-450 Transition Kvadra | 83
42374 | CRS-T-125-600 Swirl Diffuser | 105
42375 | CRS-T-160-600 Swirl Diffuser | 106
42376 | CRS-T-200-600 Swirl Diffuser | 110
42377 | CRS-T-250-600 Swirl Diffuser | 118
42378 | CRS-T-315-600 Swirl Diffuser | 128
42379 | CRS-T-355-600 Swirl Diffuser | 138
42380 | CRS-T-400-600 Swirl Diffuser | 149
41380 | CRS-D-125 Damper | 11
41381 | CRS-D-160 Damper | 11
41382 | CRS-D-200 Damper | 12
41383 | CRS-D-250 Damper | 14
41384 | CRS-D-315 Damper | 18
41385 | CRS-D-355 Damper | 25
41386 | CRS-D-400 Damper | 29
41387 | CRS-PB-125 Plenum Box | 99
41388 | CRS-PB-160 Plenum Box | 111
41389 | CRS-PB-200 Plenum Box | 124
41390 | CRS-PB-250 Plenum Box | 141
41391 | CRS-PB-315 Plenum Box | 168
41392 | CRS-PB-355 Plenum Box | 188
41393 | CRS-PB-400 Plenum Box | 198
40631 | VVKN-B-R-300 Diffuser | 34
40632 | VVKN-B-R-400 Diffuser | 50
40633 | VVKN-B-R-500 Diffuser | 70
40634 | VVKN-B-R-600 Diffuser | 84
40635 | VVKN-B-R-625 Diffuser | 89
40617 | VVKN-B-S-300 Diffuser | 25
40618 | VVKN-B-S-400 Diffuser | 38
40619 | VVKN-B-S-500 Diffuser | 54
40620 | VVKN-B-S-600 Diffuser | 64
40621 | VVKN-B-S-625 Diffuser | 66
40640 | VVKR-A-S-300x8-B Diffuser | 26
40641 | VVKR-A-S-400x16-B Diffuser | 40
40642 | VVKR-A-S-500x16-B Diffuser | 45
40643 | VVKR-A-S-500x24-B Diffuser | 55
40644 | VVKR-A-S-600x16-B Diffuser | 53
40645 | VVKR-A-S-600x24A-B Diffuser | 62
40646 | VVKR-A-S-600x32-B Diffuser | 70
40647 | VVKR-A-S-600x40-B Diffuser | 79
40648 | VVKR-A-S-600x48-B Diffuser | 87
40650 | VVKR-A-S-625x32-B Diffuser | 75
7529 | TSF-100 Exhaust diffuser | 79
7530 | TSF-125 Exhaust diffuser | 82
7531 | TSF-160 Exhaust diffuser | 92
7532 | TSF-200 Exhaust diffuser | 107
7533 | TSF-250 Exhaust diffuser | 118
7534 | TSF-315 Exhaust diffuser | 135
7535 | TSF-400 Exhaust diffuser | 144
6469 | TSO-100 Perforated diffuser | 59
6094 | TSO-125 Perforated diffuser | 65
6095 | TSO-160 Perforated diffuser | 69
6096 | TSO-200 Perforated diffuser | 80
6097 | TSO-250 Perforated diffuser | 101
6098 | TSO-315 Perforated diffuser | 115
6099 | TSO-400 Perforated diffuser | 125
6260 | TPP-600-125 Cover plate | 61
6227 | TPP-600-160 Cover plate | 61
6228 | TPP-600-200 Cover plate | 61
1999 | TPP-625-125 Cover plate | 61
2067 | TPP-625-160 Cover plate | 61
2068 | TPP-625-200 Cover plate | 61
6141 | SSO-100/125/160 Shielding | 7.5
6142 | SSO-200 Shielding | 8.5
6143 | SSO-250/315/400 Shielding | 12
1951 | Sinus-A-125-L ceiling diffuser | 121
1952 | Sinus-A-160-L ceiling diffuser | 121
1953 | Sinus-A-200-L ceiling diffuser | 169
1954 | Sinus-A-250-L ceiling diffuser | 221
1955 | Sinus-A-315-L ceiling diffuser | 226
1971 | Sinus-A-125-S ceiling diffuser | 141
1972 | Sinus-A-160-S ceiling diffuser | 145
1973 | Sinus-A-200-S ceiling diffuser | 211
1974 | Sinus-A-250-S ceiling diffuser | 313
1975 | Sinus-A-315-S ceiling diffuser | 317
201190 | Sinus Nozzle 56,5mm White | 2
201191 | Sinus Nozzle 35mm White | 1
1979 | Sinus-P-600-125/160 plate | 56
1980 | Sinus-P-600-200 plate | 56
7006 | Sinus-G-125-L Diffuser | 111
7007 | Sinus-G-160-L Diffuser | 112
7009 | Sinus-G-200-L Diffuser | 136
7013 | Sinus-G-250-L Diffuser | 179
7014 | Sinus-G-315-L Diffuser | 180
7030 | Sinus-F-125-L Ceiling, 600x600 | 162
7031 | Sinus-F-160-L Ceiling, 600x600 | 154
7032 | Sinus-F-200-L Ceiling, 600x600 | 171
7033 | Sinus-F-250-L Ceiling, 600x600 | 194
7034 | Sinus-F-315-L Ceiling, 600x600 | 197
6545 | Konika-160 Diffuser | 23
6546 | Konika-200 Diffuser | 28
6547 | Konika-250 Diffuser | 35
6548 | Konika-315 Diffuser | 44
5417 | Konika-A-160 Diffuser | 59
5418 | Konika-A-200 Diffuser | 74
5419 | Konika-A-250 Diffuser | 85
5420 | Konika-A-315 Diffuser | 112
5421 | Konika-A-400 Diffuser | 179
6549 | Konika-A-500 Diffuser | 285
35425 | Konika-AT-160 Diffuser | 100
35426 | Konika-AT-200 Diffuser | 112
35427 | Konika-AT-250 Diffuser | 137
35428 | Konika-AT-315 Diffuser | 169
41008 | CRS-160 Conic Swirl Diff. | 59
41009 | CRS-200 Conic Swirl Diff. | 64
41010 | CRS-250 Conic Swirl Diff. | 73
41011 | CRS-315 Conic Swirl Diff. | 85
42439 | CRS-355 Conic Swirl Diff. | 94
41012 | CRS-400 Conic Swirl Diff. | 104
41373 | CRS-MB-125 Mounting Bridge | 7.9
41374 | CRS-MB-160 Mounting Bridge | 8.2
41375 | CRS-MB-200 Mounting Bridge | 8.7
41376 | CRS-MB-250 Mounting Bridge | 9.4
41377 | CRS-MB-315 Mounting Bridge | 10.2
41378 | CRS-MB-355 Mounting Bridge | 10.6
41379 | CRS-MB-400 Mounting Bridge | 11.4
6105 | TST-100 Supply/exhst diffuser | 39
6106 | TST-125 Supply/exhst.diffuser | 42
6107 | TST-160 Supply/exhst.diffuser | 57
6108 | TST-200 Supply/exhst.diffuser | 65
6109 | TST-250 Supply/exhst.diffuser | 73
6110 | TST-315 Supply/exhst.diffuser | 99
6720 | TSK-100 Round ceiling diffuser | 49
6721 | TSK-125 Round ceiling diffuser | 52
6722 | TSK-160 Round ceiling diffuser | 66
6723 | TSK-200 Round ceiling diffuser | 81
6724 | TSK-250 Round ceiling diffuser | 89
6725 | TSK-315 Round ceiling diffuser | 118
6100 | TSR-100 ceiling diffuser | 112
6101 | TSR-125 ceiling diffuser | 120
6102 | TSR-160 ceiling diffuser | 153
6103 | TSR-200 ceiling diffuser | 186
6104 | TSR-250 ceiling diffuser | 235
6726 | TSP-100 Round ceiling diffuser | 128
6727 | TSP-125 Round ceiling diffuser | 135
6728 | TSP-160 Round ceiling diffuser | 172
6729 | TSP-200 Round ceiling diffuser | 211
6730 | TSP-250 Round ceiling diffuser | 267
6657 | Sinus-C-100 Nozzle Diffuser | 113
6658 | Sinus-C-125 Nozzle Diffuser | 124
6659 | Sinus-C-160 Nozzle Diffuser | 142
6660 | Sinus-C-200 Nozzle Diffuser | 174
6661 | Sinus-C-250 Nozzle Diffuser | 216
7302 | Sinus-C-315 Nozzle Diffuser | 271
7424 | Sinus-C/T-100 Nozzle Diffuser | 124
7425 | Sinus-C/T-125 Nozzle Diffuser | 124
7426 | Sinus-C/T-160 Nozzle Diffuser | 142
7427 | Sinus-C/T-200 Nozzle Diffuser | 174
7428 | Sinus-C/T-250 Nozzle Diffuser | 216
7430 | Sinus-C/T-315 Nozzle Diffuser | 300
30139 | IKD-300 Diffuser | 109
30140 | IKD-400 Diffuser | 142
30141 | IKD-500 Diffuser | 184
30142 | IKD-600 Diffuser | 239
30143 | IKD-800 Diffuser | 306
30144 | IKD-PB-300 Diffuser w. Pl. Box | 156
30145 | IKD-PB-400 Diffuser w. Pl. Box | 222
30146 | IKD-PB-500 Diffuser w. Pl. Box | 302
30147 | IKD-PB-600 Diffuser w. Pl. Box | 410
30148 | IKD-PB-800 Diffuser w. Pl. Box | 582
30149 | IKD-D-300 Diffuser w. damper | 151
30150 | IKD-D-400 Diffuser w. damper | 196
30151 | IKD-D-500 Diffuser w. damper | 262
30152 | IKD-D-600 Diffuser w. damper | 323
30153 | IKD-D-800 Diffuser w. damper | 419
35361 | IKD-300-M1 Diffuser w. motor | 338
35362 | IKD-400-M1 Diffuser w. motor | 376
35363 | IKD-500-M1 Diffuser w. motor | 419
35364 | IKD-600-M1 Diffuser w. motor | 475
35365 | IKD-800-M1 Diffuser w. motor | 551
42440 | IKD-300-M2 Diffuser w. motor | 338
42441 | IKD-400-M2 Diffuser w. motor | 376
42442 | IKD-500-M2 Diffuser w. motor | 419
42443 | IKD-600-M2 Diffuser w. motor | 475
42444 | IKD-800-M2 Diffuser w. motor | 551
42445 | IKD-300-M3 Diffuser w. motor | 409
42446 | IKD-400-M3 Diffuser w. motor | 445
42447 | IKD-500-M3 Diffuser w. motor | 490
42448 | IKD-600-M3 Diffuser w. motor | 549
42449 | IKD-800-M3 Diffuser w. motor | 620
42320 | TSD-315 Diffuser | 260
42321 | TSD-400 Diffuser | 368
42322 | TSD-630 Diffuser | 597
42323 | TSD-800 Diffuser | 753
42325 | TSD-315-M1 Diffuser | 490
42326 | TSD-400-M1 Diffuser | 601
42327 | TSD-630-M1 Diffuser | 798
42328 | TSD-800-M1 Diffuser | 924
42329 | TSD-315-M2 Diffuser | 490
42330 | TSD-400-M2 Diffuser | 601
42331 | TSD-630-M2 Diffuser | 798
42332 | TSD-800-M2 Diffuser | 924
42333 | TSD-315-M3 Diffuser | 564
42334 | TSD-400-M3 Diffuser | 675
42335 | TSD-630-M3 Diffuser | 924
42336 | TSD-800-M3 Diffuser | 1042
311772 | TSD-PB-315 Plenum box | 99
311773 | TSD-PB-400 Plenum box | 129
311774 | TSD-PB-630 Plenum box | 217
311775 | TSD-PB-800 Plenum box | 342
311776 | TSD-PBI-315 Pl. box ins. | 129
311777 | TSD-PBI-400 Pl. box ins. | 173
311778 | TSD-PBI-630 Pl. box ins. | 299
311779 | TSD-PBI-800 Pl. box ins. | 474
44589 | AJD-100 Jet Nozzle Diffuser | 90
44595 | AJD-125 Jet Nozzle Diffuser | 99
44596 | AJD-160 Jet Nozzle Diffuser | 117
44597 | AJD-200 Jet Nozzle Diffuser | 159
44598 | AJD-250 Jet Nozzle Diffuser | 192
44599 | AJD-315 Jet Nozzle Diffuser | 225
44600 | AJD-400 Jet Nozzle Diffuser | 340
42388 | AJD-100-M1 Flush Jet Diffuser | 332
42389 | AJD-125-M1 Flush Jet Diffuser | 344
42390 | AJD-160-M1 Flush Jet Diffuser | 367
42391 | AJD-200-M1 Flush Jet Diffuser | 417
42392 | AJD-250-M1 Flush Jet Diffuser | 499
42393 | AJD-315-M1 Flush Jet Diffuser | 549
42394 | AJD-400-M1 Flush Jet Diffuser | 725
42395 | AJD-100-M2 Flush Jet Diffuser | 332
42396 | AJD-125-M2 Flush Jet Diffuser | 344
42397 | AJD-160-M2 Flush Jet Diffuser | 367
42398 | AJD-200-M2 Flush Jet Diffuser | 417
42399 | AJD-250-M2 Flush Jet Diffuser | 499
42400 | AJD-315-M2 Flush Jet Diffuser | 549
42407 | AJD-400-M2 Flush Jet Diffuser | 725
42423 | AJD-100-M3 Flush Jet Diffuser | 401
42401 | AJD-125-M3 Flush Jet Diffuser | 411
42402 | AJD-160-M3 Flush Jet Diffuser | 434
42403 | AJD-200-M3 Flush Jet Diffuser | 486
42404 | AJD-250-M3 Flush Jet Diffuser | 594
42405 | AJD-315-M3 Flush Jet Diffuser | 642
42406 | AJD-400-M3 Flush Jet Diffuser | 831
6001 | JSR-200 Diffuser | 149
6002 | JSR-250 Diffuser | 153
6003 | JSR-315 Diffuser | 192
6004 | JSR-400 Diffuser | 220
6005 | JSR-500 Diffuser | 314
35259 | RDA-80-15/30/45m?/h CAV | 32
35262 | RDA-80-50m?/h CAV | 32
35263 | RDA-80/60m?/h Cons.vol. reg | 32
35265 | RDA-100-15/30/45m?/h CAV | 39
35268 | RDA-100-50m?/h CAV | 39
35269 | RDA-100-60/75/90m?/h CAV | 39
35272 | RDA-100-100m?/h CAV | 39
35274 | RDA-125-15/30/45m?/h CAV | 48
35277 | RDA-125-50m?/h CAV | 48
35214 | RDA-125-60/75/90m?/h CAV | 48
35278 | RDA-125-100m?/h CAV | 48
35211 | RDA-125-120/150/180m?/h CAV | 48
35429 | RDA-150-60/75/90m?/h CAV | 70
35282 | RDA-150-120/150/180m?/h CAV | 70
35285 | RDA-150-210/240/270/300m?/hCAV | 70
35385 | RDA-160-60/75/90m?/h CAV | 70
35290 | RDA-160-120/150/180m?/h CAV | 70
35293 | RDA-160-210/240/270/300m?/hCAV | 70
35386 | RDA-200-120/150/180m?/h CAV | 110
35210 | RDA-200-210/240/270/300m?/hCAV | 110
35301 | RDA-200-350/500m?/h CAV | 110
35302 | RDA-200-400/500m?/h CAV | 110
35303 | RDA-200-450/500m?/h CAV | 110
35387 | RDA-250-120/150/180m?/h | 140
35430 | RDA-250-210/240/270/300m?/hCAV | 140
35307 | RDA-250-350/500m?/h CAV | 140
35312 | RDA-250-550/600/650/700m?/hCAV | 140
35308 | RDA-250-400/500m?/h CAV | 140
35309 | RDA-250-450/500m?/h CAV | 140
6949 | MR-080 4L/S Const. airflow dev | 46
6939 | MR-080 8L/S Const.airflowdev | 46
6942 | MR-080 13L/S Const.airflow dev | 46
6948 | MR-080 17L/S Const.airflow dev | 46
6951 | MR-100 4L/S Const.airflow dev. | 57
6937 | MR-100 7L/S Const.airflowdev | 57
6938 | MR-100 8L/S Const.airflowdev | 57
6930 | MR-100 13L/S Const.airflowdev | 57
6932 | MR-100 15L/S Const.airflowdev | 57
6933 | MR-100 17L/S Const.airflowdev | 57
6935 | MR-100 22L/S Const.airflowdev | 57
6936 | MR-100 25L/S Const.airflowdev | 57
6943 | MR-125 Constant airflow device | 72
6944 | MR-160 Constant airflow device | 100
6945 | MR-200 Constant airflow device | 145
6946 | MR-250 Constant airflow device | 200
6266 | RLL-080 Access door | 50
6267 | RLL-100 Access door | 51
6136 | RLL-125 Access door | 52
6137 | RLL-160 Access door | 55
6268 | RLL-200 Access door | 71
6269 | RLL-250 Access door | 99
6270 | RLL-315 Access door | 127
6271 | RLL-400 Access door | 154
40972 | RPK-R-80 Cons.vol. reg | 80
40667 | RPK-R-100 Cons.vol. reg | 80
40668 | RPK-R-125 Cons.vol. reg | 82
40670 | RPK-R-160 Cons.vol. reg | 90
40672 | RPK-R-200 Cons.vol. reg | 99
40673 | RPK-R-250 Cons.vol. reg | 115
40674 | RPK-R-315 Cons.vol. reg | 126
41031 | RPK-R-I-100 Cons.vol. reg | 111
41032 | RPK-R-I-125 Cons.vol. reg | 115
41033 | RPK-R-I-160 Cons.vol. reg | 128
41034 | RPK-R-I-200 Cons.vol. reg | 141
41035 | RPK-R-I-250 Cons.vol. reg | 165
41036 | RPK-R-I-315 Cons.vol. reg | 187
311900 | Tune-R-100-B Control damper | 16
311901 | Tune-R-125-B Control damper | 17
311902 | Tune-R-160-B Control damper | 19
311903 | Tune-R-200-B Control damper | 21
311904 | Tune-R-250-B Control damper | 23
311905 | Tune-R-315-B Control damper | 31
311906 | Tune-R-80-2-M1 Control damper | 275
311907 | Tune-R-100-2-M1 Control damper | 278
311908 | Tune-R-125-2-M1 Control damper | 280
311909 | Tune-R-160-2-M1 Control damper | 283
311910 | Tune-R-200-2-M1 Control damper | 286
311911 | Tune-R-250-2-M1 Control damper | 290
311912 | Tune-R-315-2-M1 Control damper | 303
311913 | Tune-R-400-2-M1 Control damper | 332
311914 | Tune-R-500-2-M1 Control damper | 361
311915 | Tune-R-630-2-M1 Control damper | 390
311916 | Tune-R-80-2-M2 Control damper | 275
311917 | Tune-R-100-2-M2 Control damper | 278
311918 | Tune-R-125-2-M2 Control damper | 280
311919 | Tune-R-160-2-M2 Control damper | 283
311920 | Tune-R-200-2-M2 Control damper | 286
311921 | Tune-R-250-2-M2 Control damper | 290
311922 | Tune-R-315-2-M2 Control damper | 303
311923 | Tune-R-400-2-M2 Control damper | 332
311924 | Tune-R-500-2-M2 Control damper | 361
311925 | Tune-R-630-2-M2 Control damper | 390
311926 | Tune-R-80-2-M3 Control damper | 309
311927 | Tune-R-100-2-M3 Control damper | 312
311928 | Tune-R-125-2-M3 Control damper | 313
311929 | Tune-R-160-2-M3 Control damper | 316
311930 | Tune-R-200-2-M3 Control damper | 320
311931 | Tune-R-250-2-M3 Control damper | 324
311932 | Tune-R-315-2-M3 Control damper | 337
311933 | Tune-R-400-2-M3 Control damper | 422
311934 | Tune-R-500-2-M3 Control damper | 451
311935 | Tune-R-630-2-M3 Control damper | 480
311936 | Tune-R-80-3-M1 Control damper | 285
311937 | Tune-R-100-3-M1 Control damper | 288
311938 | Tune-R-125-3-M1 Control damper | 290
311939 | Tune-R-160-3-M1 Control damper | 294
311940 | Tune-R-200-3-M1 Control damper | 298
311941 | Tune-R-250-3-M1 Control damper | 301
311942 | Tune-R-315-3-M1 Control damper | 314
311943 | Tune-R-400-3-M1 Control damper | 400
311944 | Tune-R-500-3-M1 Control damper | 429
311945 | Tune-R-630-3-M1 Control damper | 595
311946 | Tune-R-80-3-M2 Control damper | 285
311947 | Tune-R-100-3-M2 Control damper | 288
311948 | Tune-R-125-3-M2 Control damper | 290
311949 | Tune-R-160-3-M2 Control damper | 294
311950 | Tune-R-200-3-M2 Control damper | 298
311951 | Tune-R-250-3-M2 Control damper | 301
311952 | Tune-R-315-3-M2 Control damper | 314
311953 | Tune-R-400-3-M2 Control damper | 393
311954 | Tune-R-500-3-M2 Control damper | 422
311955 | Tune-R-630-3-M2 Control damper | 473
311956 | Tune-R-80-3-M3 Control damper | 319
311957 | Tune-R-100-3-M3 Control damper | 322
311958 | Tune-R-125-3-M3 Control damper | 324
311959 | Tune-R-160-3-M3 Control damper | 328
311960 | Tune-R-200-3-M3 Control damper | 332
311961 | Tune-R-250-3-M3 Control damper | 391
311962 | Tune-R-315-3-M3 Control damper | 404
311963 | Tune-R-400-3-M3 Control damper | 519
311964 | Tune-R-500-3-M3 Control damper | 549
311965 | Tune-R-630-3-M3 Control damper | 628
311966 | Tune-R-80-3-M4 Shut-off damp. | 385
311967 | Tune-R-100-3-M4 Shut-off damp. | 387
311968 | Tune-R-125-3-M4 Shut-off damp. | 389
311969 | Tune-R-160-3-M4 Shut-off damp. | 393
311970 | Tune-R-200-3-M4 Shut-off damp. | 397
311971 | Tune-R-250-3-M4 Shut-off damp. | 488
311972 | Tune-R-315-3-M4 Shut-off damp. | 501
311973 | Tune-R-400-3-M4 Shut-off damp. | 623
311974 | Tune-R-500-3-M4 Shut-off damp. | 653
311975 | Tune-R-630-3-M4 Shut-off damp. | 777
311976 | Tune-R-80-3-M5 Shut-off damp. | 362
311977 | Tune-R-100-3-M5 Shut-off damp. | 365
311978 | Tune-R-125-3-M5 Shut-off damp. | 367
311979 | Tune-R-160-3-M5 Shut-off damp. | 371
311980 | Tune-R-200-3-M5 Shut-off damp. | 375
311981 | Tune-R-250-3-M5 Shut-off damp. | 461
311982 | Tune-R-315-3-M5 Shut-off damp. | 474
311983 | Tune-R-400-3-M5 Shut-off damp. | 547
311984 | Tune-R-500-3-M5 Shut-off damp. | 577
311985 | Tune-R-630-3-M5 Shut-off damp. | 701
7621 | SPI-080 C Iris damper | 42
6750 | SPI-100 C Iris damper | 44
6751 | SPI-125 C Iris damper | 47
6752 | SPI-150 C Iris damper | 48
6753 | SPI-160 C Iris damper | 49
6754 | SPI-200 C Iris damper | 55
6755 | SPI-250 C Iris damper | 82
6756 | SPI-300 C Iris damper | 113
6757 | SPI-315 C Iris damper | 115
6758 | SPI-400 C Iris damper | 251
7625 | SPI-500 C Iris damper | 445
7626 | SPI-630 C Iris damper | 545
6881 | SPI-800 C Iris damper | 1280
6257 | SPM-160 Iris damper with bulb | 96
6253 | SPM-200 Iris damper with bulb | 104
6254 | SPM-250 Iris damper with bulb | 143
6238 | SPM-300 Iris damper with bulb | 196
6255 | SPM-315 Iris damper with bulb | 190
6256 | SPM-400 Iris damper with bulb | 346
6335 | SPI-F-100/LM230A Iris damper | 598
6337 | SPI-F-125/LM230A Iris damper | 615
6339 | SPI-F-160/LM230A Iris damper | 627
6342 | SPI-F-200/LM230A Iris damper | 639
6344 | SPI-F-250/LM230A Iris damper | 734
6346 | SPI-F-315/LM230A Iris damper | 749
6336 | SPI-F-100/LM24A Iris damper | 598
6338 | SPI-F-125/LM24A Iris damper | 615
6340 | SPI-F-160/LM24A Iris damper | 627
6343 | SPI-F-200/LM24A Iris damper | 639
6345 | SPI-F-250/LM24A Iris damper | 734
6347 | SPI-F-315/LM24A Iris damper | 749
6348 | SPI-F-SR-100/LM24A Iris damper | 761
6349 | SPI-F-SR-125/LM24A Iris damper | 764
6350 | SPI-F-SR-160/LM24A Iris damper | 766
6352 | SPI-F-SR-200/LM24A Iris damper | 772
6353 | SPI-F-SR-250/LM24A Iris damper | 922
6355 | SPI-F-SR-315/LM24A Iris damper | 939
6356 | SPM-F-160/LM230A Iris damper | 627
6358 | SPM-F-200/LM230A Iris damper | 640
6360 | SPM-F-250/LM230A Iris damper | 733
6362 | SPM-F-315/LM230A Iris damper | 748
6357 | SPM-F-160/LM24A Iris damper | 627
6359 | SPM-F-200/LM24A Iris damper | 640
6361 | SPM-F-250/LM24A Iris damper | 733
6363 | SPM-F-315/LM24A Iris damper | 748
6364 | SPM-F-SR-160/LM24A Iris damper | 799
6365 | SPM-F-SR-200/LM24A Iris damper | 809
6326 | SPM-F-SR-250/LM24A Iris damper | 967
6327 | SPM-F-SR-315/LM24A Iris damper | 982
40973 | R1-225x75 NOVA damper | 12
40974 | R1-325x75 NOVA damper | 13
40975 | R1-425x75 NOVA damper | 18
40976 | R1-225x125 NOVA damper | 13
40977 | R1-325x125 NOVA damper | 14
41266 | UR-200x100 NOVA frame | 9.1
41267 | UR-300x100 NOVA frame | 9.2
41269 | UR-400x100 NOVA frame | 9.4
41272 | UR-500x100 NOVA frame | 9.5
41276 | UR-600x100 NOVA frame | 9.6
41281 | UR-800x100 NOVA frame | 11.1
41263 | UR-1000x100 NOVA frame | 11.3
42112 | UR-200x150 NOVA frame | 9.2
41268 | UR-300x150 NOVA frame | 9.3
41270 | UR-400x150 NOVA Frame | 9.4
41273 | UR-500x150 NOVA frame | 9.5
41277 | UR-600x150 NOVA frame | 9.7
41282 | UR-800x150 NOVA frame | 11.2
41264 | UR-1000x150 NOVA frame | 11.4
42124 | UR-300x200 NOVA frame | 9.4
41271 | UR-400x200 NOVA frame | 9.5
41274 | UR-500x200 NOVA frame | 9.6
41278 | UR-600x200 NOVA frame | 9.7
41283 | UR-800x200 NOVA frame | 11.2
41265 | UR-1000x200 NOVA frame | 11.4
41275 | UR-500x300 NOVA frame | 9.7
41279 | UR-600x300 NOVA frame | 9.8
41280 | UR-600x400 NOVA frame | 10
41287 | R1-200x100 NOVA damper | 11
41288 | R1-300x100 NOVA damper | 12
41290 | R1-400x100 NOVA damper | 16
41293 | R1-500x100 NOVA damper | 19
41296 | R1-600x100 NOVA damper | 22
41299 | R1-800x100 NOVA damper | 27
41284 | R1-1000x100 NOVA damper | 33
42016 | R1-200x150 NOVA damper | 12
41289 | R1-300x150 NOVA damper | 12
41291 | R1-400x150 NOVA damper | 18
41294 | R1-500x150 NOVA damper | 21
41297 | R1-600x150 NOVA damper | 24
41302 | R1-800x150 NOVA damper | 30
41285 | R1-1000x150 NOVA damper | 36
42028 | R1-300x200 NOVA damper | 13
41292 | R1-400x200 NOVA damper | 19
41295 | R1-500x200 NOVA damper | 22
41298 | R1-600x200 NOVA damper | 26
41303 | R1-800x200 NOVA damper | 33
41286 | R1-1000x200 NOVA damper | 40
42049 | R1-500x300 NOVA damper | 26
42065 | R1-600x300 NOVA damper | 30
42066 | R1-600x400 NOVA damper | 34
41073 | VVK-0-P-H-1-Q-300/160 Plen.box | 59
41074 | VVK-0-P-H-1-Q-400/160 Plen.box | 71
41075 | VVK-0-P-H-1-Q-500/250 Plen.box | 84
41076 | VVK-0-P-H-1-Q-600/250 Plen.box | 106
41458 | VVK-0-P-H-1-Q-625/250 Plen.box | 114
41077 | VVK-0-P-H-1-Q-800/355 Plen.box | 161
42349 | Hella-AT-PB-600-1 Plenum box | 29
42353 | Hella-AT-PB-600-2 Plenum box | 33
42357 | Hella-AT-PB-600-3 Plenum box | 38
42361 | Hella-AT-PB-600-4 Plenum box | 43
42350 | Hella-AT-PB-1200-1 Plenum box | 44
42354 | Hella-AT-PB-1200-2 Plenum box | 49
42358 | Hella-AT-PB-1200-3 Plenum box | 56
42362 | Hella-AT-PB-1200-4 Plenum box | 62
42351 | Hella-AT-PB-1800-1 Plenum box | 58
42355 | Hella-AT-PB-1800-2 Plenum box | 66
42359 | Hella-AT-PB-1800-3 Plenum box | 74
42363 | Hella-AT-PB-1800-4 Plenum box | 82
42352 | Hella-AT-PB-2400-1 Plenum box | 86
42356 | Hella-AT-PB-2400-2 Plenum box | 98
42360 | Hella-AT-PB-2400-3 Plenum box | 111
42364 | Hella-AT-PB-2400-4 Plenum box | 124
6303 | LPS-H-200-500 2x60° Perf.Diff | 75
6304 | LPS-H-200-500 2x90° Perf.Diff | 75
6309 | LPS-H-200-500 2x120° Perf.Diff | 75
6308 | LPS-H-200-500 180° Perf.Diff | 75
6305 | LPS-H-200-500 240° Perf.Diff | 75
6310 | LPS-H-200-500 360° Perf.Diff | 75
6307 | LPS-H-200-1000 2x60° Perf.Diff | 150
6300 | LPS-H-200-1000 2x90° Perf.Diff | 150
6306 | LPS-H-200-1000 2x120° Perf.Dif | 150
6299 | LPS-H-200-1000 180° Perf.Diff | 150
6301 | LPS-H-200-1000 240° Perf.Diff | 150
6302 | LPS-H-200-1000 360° Perf.Diff | 150
6366 | LPS-H-250-500 2x60° Perf.Diff | 85
6367 | LPS-H-250-500 2x90° Perf.Diff | 85
6318 | LPS-H-250-500 2x120° Perf.Diff | 85
6317 | LPS-H-250-500 180° Perf.Diff | 85
6368 | LPS-H-250-500 240° Perf. Diff | 85
6369 | LPS-H-250-500 360° Perf. Diff | 85
6313 | LPS-H-250-1000 2x60° Perf.Diff | 170
6314 | LPS-H-250-1000 2x90° Perf.Diff | 170
6312 | LPS-H-250-1000 2x120° Perf.Dif | 170
6311 | LPS-H-250-1000 180° Perf.Diff | 170
6315 | LPS-H-250-1000 240° Perf.Diff | 170
6316 | LPS-H-250-1000 360° Perf.Diff | 170
6378 | LPS-H-315-500 2x60° Perf.Diff | 100
6379 | LPS-H-315-500 2x90° Perf.Diff | 100
6377 | LPS-H-315-500 2x120° Perf.Diff | 100
6375 | LPS-H-315-500 180° Perf.Diff | 100
6381 | LPS-H-315-500 360° Perf.Diff | 100
6371 | LPS-H-315-1000 2x60° Perf.Diff | 200
6372 | LPS-H-315-1000 2x90° Perf.Diff | 200
6598 | LPS-H-315-1000 2x120° Perf.Dif | 200
6370 | LPS-H-315-1000 180° Perf. Diff | 200
6373 | LPS-H-315-1000 240° Perf.Diff | 200
6374 | LPS-H-315-1000 360° Perf.Diff | 200
6390 | LPS-H-400-500 2x60° Perf.Diff | 125
6391 | LPS-H-400-500 2x90° Perf.Diff | 125
6389 | LPS-H-400-500 2x120° Perf.Diff | 125
6388 | LPS-H-400-500 180° Perf.Diff | 125
6057 | LPS-H-400-500 240° | 125
6392 | LPS-H-400-500 360° Perf.Diff | 125
6384 | LPS-H-400-1000 2x60° Perf.Diff | 250
6385 | LPS-H-400-1000 2x90° Perf.Diff | 250
6383 | LPS-H-400-1000 2x120°Perf.Diff | 250
6382 | LPS-H-400-1000 180° Perf.Diff | 250
6386 | LPS-H-400-1000 240° Perf.Diff | 250
6387 | LPS-H-400-1000 360° Perf.Diff | 250
6401 | LPS-H-500-500 2x60° Perf.Diff | 160
6402 | LPS-H-500-500 2x90° Perf.Diff | 160
6400 | LPS-H-500-500 2x120° Perf.Diff | 160
6403 | LPS-H-500-500 240° Perf.Diff | 160
6404 | LPS-H-500-500 360° Perf.Diff | 160
6395 | LPS-H-500-1000 2x60° Perf.Diff | 320
6396 | LPS-H-500-1000 2x90° Perf.Diff | 320
6394 | LPS-H-500-1000 2x120°Perf.Diff | 320
6393 | LPS-H-500-1000 180° Perf.Diff | 320
6397 | LPS-H-500-1000 240° Perf.Diff | 320
6398 | LPS-H-500-1000 360° Perf.Diff | 320
6062 | LPS-L-200-500 2x60° | 75
6063 | LPS-L-200-500 2x90° Perf.Diff. | 75
6409 | LPS-L-200-500 2x120° Perf.Diff | 75
6061 | LPS-L-200-500 180° | 75
6408 | LPS-L-200-500 240° Perf.Diff | 75
6064 | LPS-L-200-500 360° Perf.Diff. | 75
6059 | LPS-L-200-1000 2x60° | 150
6406 | LPS-L-200-1000 2x90° Perf.Diff | 150
6405 | LPS-L-200-1000 2x120°Perf.Diff | 150
6058 | LPS-L-200-1000 180° | 150
6407 | LPS-L-200-1000 240° Perf.Diff | 150
6060 | LPS-L-200-1000 360° | 150
6442 | LPS-L-250-500 2x60° Perf.Diff | 80
6414 | LPS-L-250-500 2x90° Perf.Diff | 80
6413 | LPS-L-250-500 2x120° Perf.Diff | 80
6068 | LPS-L-250-500 180° Perf.Diff. | 80
6440 | LPS-L-250-500 240° Perf.Diff | 80
6441 | LPS-L-250-500 360° Perf.Diff | 80
6066 | LPS-L-250-1000 2x60°Perf.Diff. | 160
6411 | LPS-L-250-1000 2x90° Perf.Diff | 160
6410 | LPS-L-250-1000 2x120° Perf.Dif | 160
6065 | LPS-L-250-1000 180° Perf.Diff. | 160
6412 | LPS-L-250-1000 240° Perf.Diff | 160
6067 | LPS-L-250-1000 360° Perf.Diff. | 160
6446 | LPS-L-315-500 2x60°Perf.Diff | 100
6449 | LPS-L-315-500 2x90° Perf.Diff | 100
6445 | LPS-L-315-500 2x120°Perf.Diff | 100
6072 | LPS-L-315-500 180° Perf.Diff | 100
6450 | LPS-L-315-500 240° Perf.Diff | 100
6447 | LPS-L-315-500 360° Perf.Diff | 100
6070 | LPS-L-315-1000 2x60° Perf.Diff | 200
6444 | LPS-L-315-1000 2x90°Perf.Diff | 200
6443 | LPS-L-315-1000 2x120°Perf.Diff | 200
6069 | LPS-L-315-1000 180° Perf.Diff. | 200
6448 | LPS-L-315-1000 240° Perf.Diff | 200
6071 | LPS-L-315-1000 360° Perf.Diff | 200
6297 | LPS-L-400-500 2x60° Perf.Diff | 125
6455 | LPS-L-400-500 2x90° Perf.Diff | 125
6454 | LPS-L-400-500 2x120° Perf.Diff | 125
6453 | LPS-L-400-500 180° Perf.Diff | 125
6456 | LPS-L-400-500 240° Perf.Diff | 125
6457 | LPS-L-400-500 360° Perf.Diff | 125
6451 | LPS-L-400-1000 2x60° Perf.Diff | 250
6452 | LPS-L-400-1000 2x90° Perf.Diff | 250
6600 | LPS-L-400-1000 2x120° Perf.Dif | 250
6073 | LPS-L-400-1000 180° Perf.Diff | 250
6459 | LPS-L-400-1000 240° Perf.Diff | 250
6074 | LPS-L-400-1000 360° Perf.Diff | 250
6463 | LPS-L-500-500 2x60°Perf.Diff | 160
6464 | LPS-L-500-500 2x90°Perf.Diff | 160
6495 | LPS-L-500-500 2x120° Perf.Diff | 160
6462 | LPS-L-500-500 180° Perf.Diff | 160
6491 | LPS-L-500-500 240° Perf.Diff | 160
6492 | LPS-L-500-500 360° Perf.Diff | 160
6461 | LPS-L-500-1000 2x60° Perf.Diff | 320
6599 | LPS-L-500-1000 2x90° Perf.Diff | 320
6493 | LPS-L-500-1000 2x120°Perf.Diff | 320
6460 | LPS-L-500-1000 180° Perf.Diff | 320
6494 | LPS-L-500-1000 240° Perf.Diff | 320
6075 | LPS-L-500-1000 360° Perf.Diff | 320
6052 | LPS-B-200 Bottom | 20
6053 | LPS-B-250 Bottom | 23
6054 | LPS-B-315 Bottom | 34
6055 | LPS-B-400 Bottom | 50
6056 | LPS-B-500 Bottom | 73
6076 | LPS-M-200 Union Piece | 17
6077 | LPS-M-250 Union Piece | 18
6078 | LPS-M-315 Union Piece | 20
6079 | LPS-M-400 Union Piece | 28
6080 | LPS-M-500 Union Piece | 37
6081 | LPS-N-200 Nipple | 14
6082 | LPS-N-250 Nipple | 19
6083 | LPS-N-315 Nipple | 21
6084 | LPS-N-400 Nipple | 25
6085 | LPS-N-500 Nipple | 30
6497 | LPS-P-200-500 Unperfor. Duct | 85
6086 | LPS-P-200-1000 Unperf. duct | 113
6499 | LPS-P-250-500 Unperfor. Duct | 96
6087 | LPS-P-250-1000 Unperf. duct | 127
6501 | LPS-P-315-500 Unperfor. Duct | 113
6088 | LPS-P-315-1000 Unperf. duct | 152
6503 | LPS-P-400-500 Unperfor. Duct | 145
6504 | LPS-P-400-1000 Unperfor. Duct | 195
6505 | LPS-P-500-500 Unperfor. Duct | 188
6506 | LPS-P-500-1000 Unperfor. Duct | 249
34222 | FRQ-4A | 1050
34223 | FRQ5-4A | 1162
34224 | FRQ-10A | 1313
34225 | FRQ5-10A | 1435
34226 | FRQS-4A | 1565
34227 | FRQ5S-4A | 1680
34228 | FRQS-10A | 1890
34229 | FRQ5S-10A | 1925
31387 | FXDM5AM Frequency inv. IP54 | 2970
31388 | FXDM8AM Frequency inv. IP54 | 3270
31389 | FXDM14AM Frequency inv. IP54 | 4570
31390 | FXDM18AM Frequency inv. IP54 | 5270
5000 | RE 1,5 Speed control | 125
5001 | RE 3 Speed control | 179
5002 | RE 5 Speed control | 193
5003 | RE 7 Speed control | 299
5008 | RTRE 1,5 Speed control | 169
5009 | RTRE 3 Speed control | 221
5010 | RTRE 5 Speed control | 259
5011 | RTRE 7 Speed control | 339
6133 | RTRE 12 Speed control | 429
5004 | REU 1.5 Speed control | 189
5005 | REU 3 Speed control | 305
5006 | REU 5 Speed control | 335
5007 | REU 7 Speed control | 435
5941 | RTRD 2 Speed Cont. Systemair | 412
5942 | RTRD 4 Speed cont. Systemair | 574
5943 | RTRD 7 speed control Systemair | 730
5944 | RTRD 14 Speed cont. Systemair | 1129
5945 | RTRDU 2 Speed contr. Systemair | 849
5946 | RTRDU 4 Speed contr. Systemair | 998
5947 | RTRDU 7 Speed contr. Systemair | 1239
30650 | MTV-1/010 Controller 0..10V | 75
13223 | TRAFO15/D Transformator 230/24 | 77
5314 | REE 1 Speed control | 57
5316 | REE 2 Speed control | 68
5317 | REE 4 Speed control | 139
2674 | REE 050TR0 Speed controller | 307
2675 | REE 100TR0 Speed controller | 359
2676 | REE 030S0 Power unit 0-10V | 237
2677 | REE 050S0 Power unit 0-10V | 250
2678 | REE 100S0 Power unit 0-10V | 295
30650 | MTV-1/010 Controller 0..10V | 75
32731 | MTP 10, 10K, Speed control | 75
4744 | MTP 20, 20K, Speed control | 90
310220 | MTP 20, on/off, 3-step | 90
7579 | CXE/AVC 230V ZEC640 Regulator | 998
30172 | PKE-2.5V speed controller | 250
5168 | PKDT 5Z 5A Speed control | 1095
11452 | PKDM12 Stepless speedcontrol | 1678
18620 | PXDM 6A intern display | 1625
18621 | PXDM 10A intern display | 1800
3115 | EC-Vent control board | 360
3018 | EC-Vent Room Unit | 240
15793 | DMD-C Pressure controller | 500
5696 | REP 6 Pressure regulator | 580
5697 | REP 10 Pressure regulator | 760
5698 | REPT 6 Digital regulator | 680
5699 | REPT 10 Digital regulator | 860
32293 | RETP 6 Temp/Pressure regulator | 580
32294 | RETP 10 Temp/Pressure regulat. | 760
9511 | TES 022A5 Speed control | 87
9512 | TES 030A5 Speed control | 106
9513 | TES 040A5 Speed control | 127
9524 | TES 050A5 Speed control | 152
9514 | TES 070A5 Speed control | 211
9515 | TES 100A5 Speed control | 316
9516 | TDS 010A5 Speed control | 180
9517 | TDS 030A5 Speed control | 277
9518 | TDS 040A5 Speed control | 344
9519 | TDS 050A5 Speed control | 417
9520 | TDS 070A5 Speed control | 500
9521 | TDS 110A5 Speed control | 579
9523 | TDS 190A5 Speed control | 709
5171 | TTC-2000 Temperature control | 578
9158 | TTC25 Regulator 25A | 532
9157 | TTC25X Slave regulator 25A | 494
9156 | TTC40F Regulator 40A | 665
9155 | TTC40FX Slave regulator 40A | 627
14131 | TTC63F Regulator | 879
14145 | TTC80F Regulator | 1121
5173 | TT-S1(TT-SLAV) exp. module | 81
5172 | TT-MSLAV/K Expansion module | 245
9154 | TT-S4/D Step switching unit | 359
13668 | TT-S6/D Step switching unit | 415
5143 | Pulser Temperature control | 118
5144 | Pulser M Temperature control | 134
5136 | AQUA 24TF Heat Regulator | 195
13891 | Optigo OP 5 | 230
7282 | Optigo OP 10 | 294
7283 | Optigo OP 10-230 | 301
30199 | U-EK230E EX Motorprotec. | 169
30198 | U-EK plastic housing AP1R IP54 | 59
13217 | SC1/D Threshold Module 1 Step | 145
13616 | SC2/D Step contr. DX cooling | 302
16448 | E0-R Corrigo Remote Displ. | 225
16449 | E0-R230K Corrigo Remote Displ. | 400
203998 | SCP Display ext.for E15S/E28 | 155
202692 | PSS20 Transformer 24V | 45
204385 | PSS48 Transformer 24V | 100
5154 | S-ET 10 Motor Protection | 69
5155 | S-ET 10E Motor Protection | 66
5152 | STDT 16 Motor Protection | 175
5153 | STDT 16E Motor Protection | 172
5340 | Alarm contact K(ZB) S-ET/STDT | 29
5138 | AWE-SK Motorprotection 4A/230V | 170
5688 | MSEX 0,25-0,4 PKZM motor prot. | 74
5689 | MSEX 0,4-0,63 PKZM motor prot. | 75
5690 | MSEX 0,63-1,0 PKZM motor prot. | 78
5368 | MSEX 1,0-1,6 PKZM motor protec | 84
5369 | MSEX 2,5-4,0 PKZM motor protec | 85
5692 | MSEX-K enclosure | 15
5693 | MSEX Contact | 15
5169 | DSG 200 Sensor | 330
5170 | DSG 500 Sensor | 310
9466 | DSG 1000 Sensor 0-1000Pa | 360
5158 | TFR Temp. Sensor | 52
6819 | TFK Temperature sensor | 118
5160 | TG-K330 Duct Sensor 0-30°C | 27
13678 | TG-K300 Duct Sensor | 31
5161 | TG-K350 Duct Sensor 20-50°C | 34
4846 | TG-K360 Duct sensor 0-60°C | 31
5162 | TG-R430 Room sensor 0-30°C | 45
5163 | TG-R530 Room sensor 0-30°C | 29
5174 | TG-R600 External sensor | 59
5164 | TG-R630 External sensor IP65 | 59
5159 | TG-A130 Surface sensor 0-30°C | 28
13941 | TG-D130 Duct Sensor | 43
7287 | TG-K3/PT1000 Duct sensor | 43
31430 | TG-R4/PT1000 | 75
5404 | TG-R5/PT1000 Room sensor 0-50° | 44
35203 | TG-UH/PT1000 Wall sensor | 75
7284 | TG-A1/PT1000 Surface sensor | 36
13866 | TG-AH/PT1000 Contact Sensor | 66
6773 | TG-D1/PT1000 Immersion sensor | 50
7285 | TG-DH/PT1000 Immersion sensor | 82
7286 | TG-DHW/PT1000 Immersion sensor | 96
202705 | TG-KH/PT1000 Duct sensor | 73
7288 | Presence detector/IR24-PC | 180
5140 | P 233 A Pressure sensor | 80
6261 | DTV200-OEM incl connection kit | 60
5044 | DTV500-OEM incl connection kit | 60
13204 | DTV1000 Alarm Pressostat 100 | 60
5151 | RT 0-30 Room Thermostat | 38
5150 | HR1 Room Humidistat IP21 | 97
13209 | HMH Tube Humidistat IP 54 | 195
13704 | CO2RT Wall Trans 0-2000 ppm | 615
6993 | CO2RT-R-D Transmitter | 670
13765 | CO2DT Duct Trans 0-2000 ppm | 890
9800 | MicroREX D21 Plus Time Switch | 230
2704 | Ex e-Terminal box 32A | 212
2693 | S2S 160 Two speed switch AW/HW | 75
2697 | S-DT2SKT Two speed switch Y/D | 280
2698 | S-DT2DKT Two speed switch Y/YY | 375
2699 | S-DT2GKT Two speed switch Y/Y | 345
9761 | REV-3POL/03 switch ON/OFF | 67
33978 | REV-3POL/03 ON/OFF f. EMC inl. | 75
33979 | REV-5POL/05 ON/OFF f. EMC inl. | 85
33980 | REV-5POL/07 ON/OFF f. EMC inl. | 90
33981 | REV-9POL/12 ON/OFF f. EMC inl. | 150
95120 | REV DVV 400-630 | 205
33216 | REV8POL/11KW-AXC ON/OFF switch | 147
33217 | REV8POL/15KW-AXC ON/OFF switch | 205
33218 | REV8POL/22KW-AXC ON/OFF switch | 282
311769 | TF230 Damper Actuator | 198
11889 | TF230-S Damper Actuator | 231
11890 | TF24 Damper Actuator | 184
11899 | TF24-S Damper Actuator | 216
12168 | TF24-SR Damper Actuator | 253
9340 | LF 230 Damper actuator | 248
9343 | LF 230-S Damper actuator | 282
9346 | LF 24 Damper actuator | 230
9347 | LF 24-S Damper actuator | 264
9353 | LF24-SR Damper actuator sprin | 309
69016 | NF 230A Damper actuator | 313
12169 | NF230A-S2 Damper actuator | 358
69015 | NF 24A Damper actuator | 265
12198 | NF24A-S2 Damper actuator | 334
69017 | NF 24A-SR Damper actuator | 334
33690 | SF 230A Damper actuator | 374
12199 | SF230A-S2 Damper actuator | 408
33691 | SF 24A Damper actuator | 325
33693 | SF 24A-S2 Damper actuator | 361
33692 | SF 24A-SR Springret. Damp. act | 381
9308 | LM 230A Damper actuator | 134
15273 | LM230A-S Damper actuator | 153
69011 | LM 230ASR Damper actuator | 229
9310 | LM 24A Damper actuator 24V | 134
15277 | LM24A-S Damper actuator | 153
304819 | LM24A-SR-F.1 SYS Damper actuat | 191
9350 | LM 24A-SR Damper actuator | 191
9311 | NM230A Damper actuator | 176
12236 | NM 230A-S Damper actuator | 201
7400181 | NM 230ASR Damper actuator | 287
15275 | NM24A Damper actuator | 162
69041 | NM 24 A-S Damper actuator | 195
9313 | NM 24A-SR Damper actuator | 249
30190 | SM 230A Damper actuator | 192
12239 | SM230A-S Damper actuator | 239
4920 | SM 230ASR Damper actuator | 319
9344 | SM 24A Damper actuator | 189
9351 | SM 24A-SR Damper actuator | 281
7438 | GM230A motor on/off | 337
7442 | GM24A motor on/off | 331
7443 | GM24A-SR motor on/off | 421
9319 | SGA 24 Damper Actuator | 112
9279 | SGE 24 Damper Actuator | 81
9320 | SGF 24 Damper Actuator | 81
9798 | RVAZ4-24 Actuator 3points | 180
9862 | RVAZ4 24A Actuator 0-10V | 285
9799 | RVA 5-24A Actuator 0-10V | 320
6323 | ZTR 15-0,25 3-way valve | 90
9670 | ZTR 15-0,4 valve 3-way | 90
6573 | ZTR 15-0,6 valve 3-way | 90
9672 | ZTR 15-1,0 valve 3-way | 90
9673 | ZTR 15-1,6 valve 3-way | 90
9674 | ZTR 20-2,0 valve 3-way | 103
9677 | ZTR 20-2,5 valve 3-way | 103
9678 | ZTR 20-4,0 valve 3-way | 103
9679 | ZTR 20-6,0 valve 3-way | 103
4735 | ZTRB 25-8,0 valve 3-way | 198
2596 | ZTRB 32-15 valve 3-way | 258
2597 | ZTRB 40-20 valve 3-way | 296
9818 | BTR 25-10 3-ways valve | 162
9819 | BTR 32-16 3-ways valve | 202
9820 | BTR 40-27 3-ways valve | 232
9822 | BTR 50-39 3-ways valve | 303
6322 | ZTV 15-0,25 2-way valve | 82
9829 | ZTV 15-0,4 2-way valve | 82
6571 | ZTV 15-0,6 2-way valve | 82
9823 | ZTV 15-1,0 2-way valve | 82
9824 | ZTV 15-1,6 2-way valve | 82
9830 | ZTV 20-2,0 2-way valve | 95
9825 | ZTV 20-2,5 2-way valve | 95
9826 | ZTV 20-4,0 2-way valve | 95
9827 | ZTV 20-6,0 2-way valve | 95
4738 | ZTVB 25-8,0 valve 2-way | 187
2588 | ZTVB 32-15 valve 2-way | 231
2589 | ZTVB 40-20 valve 2-way | 266
63307 | BTV 25-10 2-way valve | 162
63308 | BTV 32-16 2-way valve | 202
63309 | BTV 40-27 2-way valve | 232
9831 | BTV 50-39 2-way valve | 303
5288 | CB 100-0,4 230V/1 Duct heater | 134
5376 | CB 100-0,6 230V/1 Duct heater | 141
5289 | CB 125-0,6 230V/1 Duct heater | 156
5290 | CB 125-1,2 230V/1 Duct heater | 183
5377 | CB 125-1,8 230V/1 Duct heater | 224
5378 | CB 150-1,2 230V/1 Duct heater | 194
5379 | CB 150-2,1 230V/1 Duct heater | 216
5380 | CB 150-2,7 230V/1 Duct heater | 238
5381 | CB 150-5,0 400V/2 Duct heater | 325
5291 | CB 160-1,2 230V/1 Duct heater | 194
5292 | CB 160-2,1 230V/1 Duct heater | 216
5382 | CB 160-2,7 230V/1 Duct heater | 238
5383 | CB 160-5,0 400V/2 Duct heater | 325
5384 | CB 200-2,1 230V/1 Duct heater | 216
5294 | CB 200/S1/3,0KW 400V/2Duct hea | 249
5370 | CB 200-3,0 230V/1 Duct heater | 249
5371 | CB 200-5,0 400V/2 Duct heater | 336
5385 | CB 250-3,0 230V/1 Duct heater | 250
5372 | CB 250-6,0 400V/2 Duct heater | 340
5373 | CB 250-9,0 400V/3 Duct heater | 399
5386 | CB 315-3,0 230V/1 Duct heater | 261
5374 | CB 315-6,0 400V/2 Duct heater | 347
5375 | CB 315-9,0 400V/3 Duct heater | 421
5387 | CB 315-12,0 400V/3 Duct heater | 498
5388 | CB 355-6,0 400V/2 Duct heater | 399
5389 | CB 355-9,0 400V/3 Duct heater | 476
5390 | CB 355-12,0 400V/3 Duct heater | 551
5391 | CB 400-6,0 400V/2 Duct heater | 421
5392 | CB 400-9,0 400V/3 Duct heater | 498
5393 | CB 400-12,0 400V/3 Duct heater | 573
5479 | CBM 100-0,6 230V/1 Duct heater | 359
5480 | CBM 125-1,2 230V/1 Duct heater | 410
5481 | CBM 150-2,1 230V/1 Duct heater | 436
5482 | CBM 160-2,1 230V/1 Duct heater | 442
7593 | CBM 200-3,0 230V/1 Duct heater | 486
5483 | CBM 200-5,0 400V/2 Duct heater | 573
7595 | CBM 250-3,0 230V/1 Duct heater | 501
9089 | CBM 250-6,0 400V/2 Duct heater | 595
9091 | CBM 315-6,0 400V/2 Duct heater | 622
5485 | CBM 315-9,0 400V/3 Duct heater | 917
5486 | CBM 355-9,0 400V/3 Duct heater | 933
5487 | CBM 400-9,0 400V/3 Duct heater | 949
5456 | VBC 100-2 Water heating batt | 227
5457 | VBC 125-2 Water heating batt | 237
5458 | VBC 160-2 Water heating batt | 256
5459 | VBC 200-2 Water heating batt | 277
5460 | VBC 250-2 Water heating batt | 376
5461 | VBC 315-2 Water heating batt | 438
5462 | VBC 400-2 Water heating batt | 513
9837 | VBC 500-2 Water heating batt | 691
9838 | VBC 100-3 Water heating batt | 299
9839 | VBC 125-3 Water heating batt | 340
9840 | VBC 160-3 Water heating batt | 361
9841 | VBC 200-3 Water heating batt | 485
9843 | VBC 250-3 Water heating batt | 557
9844 | VBC 315-3 Water heating batt | 670
9845 | VBC 400-3 Water heating batt | 753
1724 | VBF 100 Water heating battery | 285
1730 | VBF 125 Water heating battery | 303
1731 | VBF 160 Water heating battery | 334
1732 | VBF 200 Water heating battery | 344
1733 | VBF 250 Water heating battery | 442
1734 | VBF 315 Water heating battery | 541
1735 | VBF 355 Water heating battery | 570
1736 | VBF 400 Water heating battery | 580
5463 | VBR 40-20-2 Water heating batt | 185
5471 | VBR 40-20-4 Water heating batt | 261
5464 | VBR 50-25-2 Water heating batt | 249
5472 | VBR 50-25-4 Water heating batt | 342
5465 | VBR 50-30-2 Water heating batt | 277
5473 | VBR 50-30-4 Water heating batt | 384
5466 | VBR 60-30-2 Water heating batt | 300
5474 | VBR 60-30-4 Water heating batt | 458
5467 | VBR 60-35-2 Water heating batt | 328
5475 | VBR 60-35-4 Water heating batt | 496
5468 | VBR 70-40-2 Water heating batt | 412
5476 | VBR 70-40-3 Water heating batt | 521
5469 | VBR 80-50-2 Water heating batt | 541
5477 | VBR 80-50-3 Water heating batt | 688
5470 | VBR 100-50-2 Water heating bat | 629
5478 | VBR 100-50-3 Water heating bat | 825
6169 | VBK 45 Water heating battery | 459
6160 | VBK 50 Water heating battery | 501
6174 | VBK 55 Water heating battery | 570
6179 | VBK 65 Water heating battery | 682
9627 | RB 40-20/9-1 400V/3 Duct heat. | 534
9628 | RB 40-20/15-1 400V/3 Duct heat | 674
9629 | RB 50-25/15-1 400V/3 Duct heat | 683
9633 | RB 50-25/22-2 400V/3 Duct heat | 863
9635 | RB 50-30/15-1 400V/3 Duct heat | 703
9637 | RB 50-30/27-2 400V/3 Duct heat | 1032
9638 | RB 60-30/22-2 400V/3 Duct heat | 884
9641 | RB 60-30/34-2 400V/3 Duct heat | 1126
9643 | RB 60-35/27-2 400V/3 Duct heat | 1049
9644 | RB 60-35/45-3 400V/3 Duct heat | 1424
9645 | RB 70-40/27-2 400V/3 Duct heat | 1065
9646 | RB 70-40/45-3 400V/3 Duct heat | 1446
9647 | RB 80-50/45-3 400V/3 Duct heat | 1464
9648 | RB 80-50/68-4 400V/3 Duct heat | 1999
9649 | RB 100-50/45-3 400V/3 Duct hea | 1486
9650 | RB 100-50/68-4 400V/3 Duct hea | 2013
9661 | RB 100-50/80-5 400V/3 Duct hea | 2293
5446 | RBK 45/17 400V/3 Duct heater | 859
5447 | RBK 50/21 400V/3 Duct heater | 949
5448 | RBK 55/33 400V/3 Duct heater | 1232
5449 | RBK 66/39 400V/3 Duct heater | 1402
5450 | RBM 40-20/9 400V/3 Duct heater | 1369
5451 | RBM 50-25/15 400V/3 Duct heate | 1551
5452 | RBM 50-30/15 400V/3 Duct heate | 1556
5453 | RBM 60-30/27 400V/3 Duct heate | 2479
5454 | RBM 60-35/27 400V/3 Duct heate | 2484
5455 | RBM 70-40/27 400V/3 Duct heate | 2506
30019 | CWK 100-3-2,5 Duct cooler,circ | 376
30021 | CWK 125-3-2,5 Duct cooler,circ | 428
30022 | CWK 160-3-2,5 Duct cooler,circ | 441
30023 | CWK 200-3-2,5 Duct cooler,circ | 602
30024 | CWK 250-3-2,5 Duct cooler,circ | 699
30025 | CWK 315-3-2,5 Duct cooler,circ | 845
30026 | CWK 400-3-2,5 Duct cooler,circ | 944
6604 | PGK 40-20-3-2,0 Duct cooler | 767
6606 | PGK 50-25-3-2,0 Duct cooler | 883
6608 | PGK 50-30-3-2,0 Duct cooler | 946
6610 | PGK 60-30-3-2,0 Duct cooler | 1010
6612 | PGK 60-35-3-2,0 Duct cooler | 1036
6616 | PGK 70-40-3-2,0 Duct cooler | 1243
6619 | PGK 80-50-3-2,0 Duct cooler | 1404
6601 | PGK 100-50-3-2,0 Duct cooler | 1542
7005 | DE 40x20 dropelemin. PGK/DXRE | 181
7035 | DE 50x25 dropelemin. PGK/DXRE | 212
7042 | DE 50x30 dropelemin. PGK/DXRE | 241
7050 | DE 60x30 dropelemin.PGK/DXRE | 310
7066 | DE 60x35 dropelemin. PGK/DXRE | 353
7086 | DE 70x40 dropelemin. PGK/DXRE | 390
7070 | DE 80x50 dropelemin. PGK /DXRE | 423
7003 | DE 100x50 dropelemin. PGK/DXRE | 459
7951 | DXRE 40-20-3-2,5 Duct cooler | 795
7952 | DXRE 50-25-3-2,5 Duct cooler | 899
7953 | DXRE 50-30-3-2,5 Duct cooler | 995
7955 | DXRE 60-30-3-2,5 Duct cooler | 1119
7956 | DXRE 60-35-3-2,5 Duct cooler | 1185
7957 | DXRE 70-40-3-2,5 Duct cooler | 1385
7958 | DXRE 80-50-3-2,5 Duct cooler | 1665
7959 | DXRE 100-50-3-2,5 Duct cooler | 2010
1766 | FFR 100 Filter cassette | 95
1768 | FFR 125 Filter cassette | 96
1769 | FFR 150 Filter cassette | 99
1770 | FFR 160 Filter cassette | 99
1773 | FFR 200 Filter cassette | 109
1776 | FFR 250 Filter cassette | 135
1779 | FFR 315 Filter cassette | 152
1782 | FFR 355 Filter cassette | 195
1783 | FFR 400 Filter cassette | 198
5246 | BFR 100-160 G3 Filter | 28
5247 | BFR 200 G3 Filter | 29
5248 | BFR 250 G3 Filter | 35
5249 | BFR 315 G3 Filter | 42
5250 | BFR 355-400 G3 Filter | 56
5239 | BFR 100-160 F5 Filter | 31
5240 | BFR 200 F5 Filter | 32
5241 | BFR 250 F5 Filter | 38
5242 | BFR 315 F5 Filter | 47
5243 | BFR 355-400 F5 Filter | 59
5222 | BFR 100-160 F7 Filter | 89
5223 | BFR 200 F7 Filter | 91
5224 | BFR 250 F7 Filter | 94
5226 | BFR 315 F7 Filter | 115
5227 | BFR 355-400 F7 Filter | 132
1802 | FGR 100 Filter cassette G3 | 57
1804 | FGR 125 Filter cassette G3 | 58
1807 | FGR 150 Filter cassette G3 | 64
1809 | FGR 160 Filter cassette G3 | 64
1812 | FGR 200 Filter cassette G3 | 74
1815 | FGR 250 Filter cassette G3 | 86
1818 | FGR 315 Filter cassette G3 | 99
1821 | FGR 355 Filter cassette G3 | 115
1823 | FGR 400 Filter cassette G3 | 117
5200 | PFR 100-160 G3 Filter | 8
5201 | PFR 200 G3 Filter | 9
5203 | PFR 200-250 G3 Filter | 9
5205 | PFR 315 G3 Filter | 11
5206 | PFR 315 G4 Filter | 11
5207 | PFR 355/400 G3 Filter | 12
5208 | PFR 355 G4 Filter | 13
1748 | FFK 30-15 Filter cassette rect | 115
1750 | FFK 40-20 Filter cassette rect | 121
1752 | FFK 50-25 Filter cassette rect | 137
1755 | FFK 50-30 Filter cassette rect | 138
1758 | FFK 60-30 Filter cassette rect | 159
1761 | FFK 60-35 Filter cassette rect | 169
1762 | FFK 70-40 Filter cassette rect | 209
30236 | FFK 80-50 filter cassette | 314
30237 | FFK 100-50 filter cassette | 344
5233 | BFK 30-15 F5 Filter | 33
5217 | BFK 40-20 F5 Filter | 38
5218 | BFK 50-25 F5 Filter | 49
5219 | BFK 50-30 F5 Filter | 64
5244 | BFK 60-30 F5 Filter | 73
5220 | BFK 60-35 F5 Filter | 81
5245 | BFK 70-40 F5 Filter | 109
30238 | BFK 80-50 F5 bagfilter | 143
30240 | BFK 100-50 F5 filter | 174
5225 | BFK 30-15 F7 Filter | 95
5216 | BFK 40-20 F7 Filter | 99
5228 | BFK 50-25 F7 Filter | 125
5229 | BFK 50-30 F7 Filter | 130
5230 | BFK 60-30 F7 Filter | 135
5231 | BFK 60-35 F7 Filter | 140
5232 | BFK 70-40 F7 Filter | 155
30239 | BFK 80-50 F7 filter | 169
30241 | BFK 100-50 F7 filter | 219
5080 | FFS 45 Filter Cassette Square | 269
5081 | FFS 50 Filter Cassette Square | 299
5082 | FFS 55 Filter Cassette Square | 315
5083 | FFS 65 Filter Cassette Square | 415
5084 | FFS 70 Filter cassette | 479
5234 | BFS 45 F5 Filter | 52
5235 | BFS 50 F5 Filter | 72
5236 | BFS 55 F5 Filter | 78
5237 | BFS 65 F5 Filter | 114
5238 | BFS 70 F5 Filter | 131
5597 | RSK-100 Back draft damper | 10
5598 | RSK-125 Back draft damper | 11
5599 | RSK-150 Back draft damper | 13
5601 | RSK-160 Back draft damper | 14
5602 | RSK-200 Back draft damper | 16
5603 | RSK-250 Back draft damper | 22
5604 | RSK-315 Back draft damper | 26
9972 | RSK-355 Back draft dmp. | 59
9973 | RSK-400 Back draft dmp. | 69
9768 | RSK-450 Back draft dmp. | 91
73049 | RSK-500 Back draft damper | 95
9769 | RSK-560 Back draft dmp. | 109
9770 | RSK-630 Back draft dmp. | 119
310311 | LRK-EX 315 air oper. damper | 525
310312 | LRK-EX 355 air oper. damper | 533
310313 | LRK-EX 400 air oper. damper | 535
310314 | LRK-EX 450 air oper. damper | 544
310315 | LRK-EX 500 air oper. damper | 590
310316 | LRK-EX 560 air oper. damper | 641
310317 | LRK-EX 630 air oper. damper | 944
310318 | LRK-EX 710 air oper. damper | 949
310319 | LRK-EX 800 air oper. damper | 1288
310320 | LRK-EX 900 air oper. damper | 1293
310321 | LRK-EX 1000 air oper. damper | 1381
310322 | LRK-EX 1120 air oper. damper | 1385
310323 | LRK-EX 1250 air oper. damper | 1624
7020 | SRK 40-20 Class 3 Damper | 179
7021 | SRK 50-25 Class 3 Damper | 189
7022 | SRK 50-30 Class 3 Damper | 189
7023 | SRK 60-30 Class 3 Damper | 193
7024 | SRK 60-35 Class 3 Damper | 219
7025 | SRK 70-40 Class 3 Damper | 254
7028 | SRK 80-50 Class 3 Damper | 289
7029 | SRK 100-50 Class 3 Damper | 296
4268 | SRKG 025/418-418 shutter valve | 179
4868 | SRKG 042/588-588 shutter valve | 223
4870 | SRKG 062/718-718 shutter valve | 283
4871 | SRKG 100/918-918 shutter valve | 383
4260 | SRKG 016/588-276 shutter valve | 171
4265 | SRKG 030/718-276 shutter valve | 182
4267 | SRKG 035/918-276 shutter valve | 219
6502 | BTG 300 Back Draft Damper | 63
5092 | BTG 400 Back Draft Damper | 63
5093 | BTG 540 Back Draft Damper | 78
5094 | BTG 640 Back Draft Damper | 88
5095 | BTG 740 Back Draft Damper | 107
5096 | BTG 940 Back Draft Damper | 140
9539 | VKS 190/225 Back draft damper | 55
9543 | VKS 310/311 Back draft damper | 73
9544 | VKS 355-500 Back draft damper | 90
9545 | VKS 560/630 Back draft damper | 159
9546 | VKS 710 Back draft damper | 249
9547 | VKS 800/900 Back draft damper | 449
8483 | VKS-EX 310/311 Back draft da. | 190
8484 | VKS-EX 355-500 Back draft da. | 254
4813 | VKS-EX 560/630 Back draft da. | 523
4803 | VKSV-EX 630 DVV-EX Back dra. | 450
4804 | VKSV-EX 800 DVV-EX Back dra. | 489
4805 | VKSV-EX 1000 DVV-EX Back dra. | 602
9555 | VKM 310/311 Back draft damper | 410
9556 | VKM 355-500 Back draft damper | 425
9557 | VKM 560/630 Back draft damper | 515
9558 | VKM 710 Back draft damper | 665
9559 | VKM 800/900 Back draft damper | 806
31250 | VKVM 400 motor. shutter DVV | 850
31251 | VKVM 450 motor. shutter DVV | 900
31252 | VKVM 560 motor. shutter DVV | 900
31253 | VKVM 630 motor. shutter DVV | 1220
31254 | VKVM 800 motor. shutter DVV | 1280
31255 | VKVM 1000 motor. shutter DVV | 1345
3710 | VKV/F 400 Autom. shutter DVV | 260
3711 | VKV/F 450 Autom. shutter DVV | 290
3712 | VKV/F 560 Autom. shutter DVV | 320
3713 | VKV/F 630 Autom. shutter DVV | 362
3714 | VKV/F 800 Autom. shutter DVV | 420
3715 | VKV/F 1000 Autom. shutter DVV | 498
309952 | VKG/F 315-450 shutter DVG | 250
309953 | VKG/F 500-560 shutter DVG | 355
309954 | VKG/F 630 shutter DVG | 370
31112 | VKVE/F 400 Autom. shutter DVV | 293
31113 | VKVE/F 450 Autom. shutter DVV | 300
31114 | VKVE/F 560 Autom. shutter DVV | 316
31115 | VKVE/F 630 Autom. shutter DVV | 360
31116 | VKVE/F 800 Autom. shutter DVV | 385
31117 | VKVE/F 1000 Autom. shutter DVV | 460
7122 | EFD 160 Damper + LF230 motor | 393
203914 | EFD 200 Damper + LF24 motor | 375
7162 | EFD 200 Damper + LF230 motor | 397
203915 | EFD 250 Damper + LF24 motor | 461
6748 | EFD 250 Damper + LF230 motor | 488
204309 | EFD 315 Damper + LF24 motor | 474
6749 | EFD 315 Damper + LF230 motor | 501
9859 | EFD 400 Damper + SF24A motor | 547
4746 | EFD 500 Damper + NF24A motor | 577
4747 | EFD 630 Damper + NF24A motor | 599
6904 | EFD 40-20 Damper cl.3 + SF24A | 729
6905 | EFD 50-25 Damper cl.3 + SF24A | 735
7780 | EFD 50-30 Damper cl.3 + SF24A | 830
6906 | EFD 60-30 /DARO2400 cl.3+SF24A | 745
6907 | EFD 60-40 /DARO3800 cl.3+SF24A | 764
6912 | EFD 70-30 Damper cl.3 + SF24A | 767
6908 | EFD 70-40 Damper cl.3 + SF24A | 772
6913 | EFD 80-35 Damper cl.3 + SF24A | 775
6909 | EFD 80-40 /DARO4800 cl.3+SF24A | 784
9861 | EFD 80-50 Damper cl.3 + SF24A | 889
9833 | EFD 90-50 Damper cl.3 + AF24 | 935
6914 | EFD 100-35 Damper cl.3 + SF24A | 820
9834 | EFD 110-60 Damper cl.3 + AF24 | 1092
9835 | EFD 120-60 Damper cl.3 + AF24 | 1109
1623 | VKK-100 Back draft damper | 101
1624 | VKK-125 Back draft damper | 103
1625 | VKK-160 Back draft damper | 105
1626 | VKK-200 Back draft damper | 132
1627 | VKK-250 Back draft damper | 159
1628 | VKK-315 Back draft damper | 179
1629 | VKK-400 Back draft damper | 195
8180 | LDC 100-300 Silencer | 44
5188 | LDC 100-600 Silencer | 48
5189 | LDC 100-900 Silencer | 64
5996 | LDC 100-1200 Silencer | 98
5190 | LDC 125-600 Silencer | 54
5191 | LDC 125-900 Silencer | 73
5997 | LDC 125-1200 Silencer | 110
5199 | LDC 150-600 Silencer | 72
5192 | LDC 160-600 Silencer | 63
5193 | LDC 160-900 Silencer | 82
5194 | LDC 200-600 Silencer | 76
5195 | LDC 200-900 Silencer | 99
51200 | LDC 250-600 Silencer | 101
5196 | LDC 250-900 Silencer | 125
5949 | LDC 315-600 Silencer | 119
5197 | LDC 315-900 Silencer | 158
5399 | LDC 355-900 Silencer | 279
5198 | LDC 400-900 Silencer | 282
450281 | LDC 500-900 Silencer | 498
7267 | LDRC 100-500 Silencer | 94
7268 | LDRC 100-1000 Silencer | 151
7270 | LDRC 125-500 Silencer | 103
7271 | LDRC 125-1000 Silencer | 166
7272 | LDRC 160-500 Silencer | 121
7273 | LDRC 160-1000 Silencer | 192
7274 | LDRC 200-500 Silencer | 137
7275 | LDRC 200-1000 Silencer | 216
7760 | LDRC 250-500 Silencer | 174
7761 | LDRC 250-1000 Silencer | 277
7782 | LDRC 315-500 Silencer | 209
7783 | LDRC 315-1000 Silencer | 336
7784 | LDRC 400-500 Silencer | 268
7785 | LDRC 400-1000 Silencer | 757
9068 | LDC-B 315-1200 Silencer baffle | 513
9081 | LDC-B 400-1200 Silencer baffle | 663
9087 | LDC-B 500-1200 Silencer baffle | 883
9088 | LDC-B 630-1200 Silencer baffle | 1045
5068 | LDR 30-15 Silencer | 134
5069 | LDR 40-20 Silencer | 151
5070 | LDR 50-25 Silencer | 186
5071 | LDR 50-30 Silencer | 200
5072 | LDR 60-30 Silencer | 217
5073 | LDR 60-35 Silencer | 224
5074 | LDR 70-40 Silencer | 289
5075 | LDR 80-50 Silencer | 334
5067 | LDR 100-50 Silencer | 394
9234 | LDR-B 40-20 Silencer, baffle | 770
9236 | LDR-B 50-25 Silencer, baffle | 812
9239 | LDR-B 50-30 Silencer, baffle | 812
9240 | LDR-B 60-30 Silencer, baffle | 854
9241 | LDR-B 60-40 Silencer, baffle | 854
9425 | LDR-B 70-30 Silencer, baffle | 897
9450 | LDR-B 70-40 Silencer, baffle | 897
9451 | LDR-B 80-35 Silencer, baffle | 916
9662 | LDR-B 80-40 Silencer, baffle | 916
9694 | LDR-B 90-50 Silencer, baffle | 1298
9663 | LDR-B 100-35 Silencer, baffle | 1176
9698 | LDR-B 110-60 Silencer, baffle | 1523
9699 | LDR-B 120-60 Silencer, baffle | 1572
5114 | LDK 45 Silencer | 367
5115 | LDK 50 Silencer | 437
5116 | LDK 55 Silencer | 515
5117 | LDK 65 Silencer | 625
5118 | LDK 70 Silencer | 650
3728 | SSV 400 Socket silencer DVV | 689
3729 | SSV 450/560 Socket silencer | 960
3731 | SSV 630/800 Socket silencer | 1460
4423 | SSV 1000 Socket silencer DVV | 1990
4424 | SSV/F 400 Socket silencer DVV | 945
4425 | SSV/F 450/560 Socket silencer | 1260
4427 | SSV/F 630/800 Socket silencer | 1900
4429 | SSV/F 1000 Socket silencer DVV | 2250
3769 | SSVE 400 socket silencer DVV | 850
3770 | SSVE 450/560 socket silencer | 1150
3772 | SSVE 630/800 socket silencer | 1476
3774 | SSVE 1000 socket silencer DVV | 1913
4410 | SSVE/F 400 sock.silencer DVV | 1190
4411 | SSVE/F 450/560 sock.silencer | 1359
4413 | SSVE/F 630/800 sock.silencer | 1811
4415 | SSVE/F 1000 sock.silencer DVV | 2263
9560 | SSD 190/225 socket silencer | 450
30086 | SSD 315 M/L TFSK Socket sil. | 586
9561 | SSD 310/311 socket silencer | 529
9562 | SSD 355/400 socket silencer | 700
9563 | SSD 450-500 socket silencer | 823
9564 | SSD 560/630 socket silencer | 1284
9565 | SSD 710 socket silencer | 1900
9566 | SSD 800/900 socket silencer | 2995
8300 | RSA 315/1000/100 (B) | 559
8301 | RSA 355/1000/100 (B) | 579
8302 | RSA 400/1000/100 (B) | 616
8303 | RSA 450/1000/100 (B) | 663
8304 | RSA 500/1000/100 (B) | 694
8305 | RSA 560/1000/100 (B) | 789
8306 | RSA 630/1000/100 (B) | 951
8307 | RSA 710/1000/100 (B) | 1233
8308 | RSA 800/1000/100 (B) | 1431
309614 | RSA 1000/1000/100 (B) | 1685
9548 | FDS 190/225 flat roof socket | 217
9549 | FDS 310/311 flat roof socket | 255
30010 | FDS 315 M/L TFSK flat roof so. | 297
9550 | FDS 355/400 flat roof socket | 311
9551 | FDS 450/500 flat roof socket | 355
9552 | FDS 560/630 flat roof socket | 438
9553 | FDS 710 flat roof socket | 489
9554 | FDS 800/900/DVN flat roof sock | 977
5924 | TG 300-800 Roof curb | 349
1718 | TG 400-800 Roof curb | 369
1727 | TG 540-800 Roof curb | 469
5086 | TG 540-800 A60 Roof Curb | 669
1726 | TG 540-1230 Roof curb | 598
1729 | TG 640-800 Roof curb | 559
5087 | TG 640-800 A60 Roof Curb | 759
1728 | TG 640-1230 Roof curb | 698
5088 | TG 740-1230 A30 Roof Curb | 1029
5089 | TG 740-1230 A60 Roof Curb | 1349
5090 | TG 940-1230 A30 Roof Curb | 1265
5091 | TG 940-1200 A60 Roof Curb | 1590
5085 | TG 1140/800 Roof Curb | 1369
3675 | FDVE 400 Flat roof socket DVV | 479
3676 | FDVE 450/560 Flat roof socket DVV | 552
3678 | FDVE 630/800 Flat roof socket DVV | 800
3680 | FDVE 1000 Flat roof socket DVV | 955
3681 | FDVE/F 400 Flat roof socket DVV | 859
3682 | FDVE/F 450/560 Flat roof socket DVV | 1036
3685 | FDVE/F 630/800 Flat roof socket DVV | 1353
3686 | FDVE/F 1000 Flat roof socket DVV | 1545
3687 | FDV 400 Flat roof socket DVV | 389
3693 | FDV 450/560 Flat roof socket DVV | 484
3689 | FDV 630 flat roof s. DVV | 547
3690 | FDV 800 flat roof socket DVV | 598
3691 | FDV 1000 Flat roof socket DVV | 684
3692 | FDV/F 400 Flat roof socket DVV | 490
3422 | FDV/F 450/560 Flat roof socket DVV | 630
3695 | FDV/F 630 flat roof s. DVV | 800
3696 | FDV/F 800 flat roof socket DVV | 880
3697 | FDV/F 1000 Flat roof sock. DVV | 1010
309940 | FDG/F 315-355 Roof socket DVG | 395
309941 | FDG/F 400-450 Roof socket DVG | 460
309942 | FDG/F 500-560 Roof socket DVG | 570
309943 | FDG/F 630 Roof socket DVG | 630
95211 | FDG/F 800 flat roof socket | 805
95116 | FDGE/F 315-355 roof socket | 675
95117 | FDGE/F 400-450 roof socket | 795
95118 | FDGE/F 500-560 roof socket | 1115
95119 | FDGE/F 630 roof socket | 1220
95216 | FDGE/F 800 roof socket | 1365
309944 | SSG/F 315-355 socket silencer | 675
309945 | SSG/F 400-450 socket silencer | 740
309946 | SSG/F 500-560 socket silencer | 1285
309947 | SSG/F 630 socket silencer | 1645
95217 | SSG/F 800 socket silencer | 1955
95087 | SSGE/F 315-355 socket silencer | 1000
95113 | SSGE/F 400-450 socket silencer | 1155
95114 | SSGE/F 500-560 socket silencer | 1690
95115 | SSGE/F 630 socket silencer | 1860
95218 | SSGE/F 800 socket silencer | 2135
1411 | TOB 125-160 Roof curb Black | 250
1415 | TOB 125-160 Roof curb Red | 260
4979 | TOB 125-160 Roof curb Grey | 270
1450 | TOB 200-315 Roof curb Black | 270
1470 | TOB 200-315 Roof curb Red | 280
1532 | TOB 200-315 Roof curb Grey | 290
1533 | TOS 125-160 Roof curb Black | 250
1580 | TOS 125-160 Roof curb Red | 260
4999 | TOS 125-160 Roof curb Grey | 270
1658 | TOS 200-315 Roof curb Black | 270
1703 | TOS 200-315 Roof curb Red | 280
1760 | TOS 200-315 Roof curb Grey | 290
1764 | THB 160 Hood with cover plate Black | 250
2034 | THB 160 Hood with cover plate Red | 270
1767 | THB 200 Hood with cover plate Black | 280
2035 | THB 200 Hood with cover plate Red | 300
1839 | THS 160 Hood with cover plate Black | 250
2044 | THS 160 Hood with cover plate Red | 270
1848 | THS 200 Hood with cover plate Black | 280
2048 | THS 200 Hood with cover plate Red | 300
8505 | LGV 190/225 roof cowl | 250
8506 | LGV 310/311 roof cowl | 360
8507 | LGV 355/400 roof cowl | 520
8508 | LGV 450-500 roof cowl | 690
8509 | LGV 560/630 roof cowl | 1069
8510 | LGV 710 roof cowl | 1559
8783 | LGV 800/900 roof cowl | 3950
8511 | LGH 190/225 roof cowl | 250
8512 | LGH 310/311 roof cowl | 360
8513 | LGH 355/400 roof cowl | 520
8514 | LGH 450-500 roof cowl | 580
8515 | LGH 560/630 roof cowl | 950
8516 | LGH 710 roof cowl | 1250
9567 | ASF 190/225 inlet flange DVS | 28
9568 | ASF 310/311 inlet flange DVS | 41
9569 | ASF 355-500 inlet flange DVS | 41
9570 | ASF 560/630 inlet flange DVS | 49
9571 | ASF 710 inlet flange DVS | 97
9572 | ASF 800/900 inlet flange DVS | 174
2714 | ASF 200/KB Flex. connection | 66
2715 | ASF 225/KB Flex. connection | 69
2716 | ASF 250/KB Flex. connection | 72
2717 | ASF 280/KB Flex. connection | 79
2718 | ASF 315/KB Flex. connection | 85
2719 | ASF 355/KB Flex. connection | 92
4022 | IS 1412 Accessories kit | 16
4025 | IS 1416 Accessories kit | 34
4023 | IS 1816 Accessories kit | 17
4027 | IS 1820 Accessories kit | 37
200102 | IS 1412 Circ.connec.O125 | 7.4
200103 | IS 1416/1816 Circ.connec.O160 | 8.3
200104 | IS 1820 Circ.connec.O200 | 9.3
5125 | US 1412 Exhaust sleeve | 26
5126 | US 1816 Exhaust sleeve | 27
33084 | FSL 450 Flaps snow load | 1250
33085 | FSL 560 Flaps snow load | 1300
33086 | FSL 630 Flaps snow load | 1500
33087 | FSL 800 K 4pol Flaps snow load | 1900
33088 | FSL 800 Flaps snow load | 2000
33089 | FSL 800 M,P Flaps snow load | 2200
33090 | FSL 1000 Flaps snow load | 2250
33092 | FSL 1000 M,P 4-pol Flaps snow | 2300
300902 | ASK 190/225 inflow box SSD | 95
300904 | ASK 310/311 inflow box SSD | 99
309229 | ASK 315M/L TFSK for SSD 315 | 139
300905 | ASK 355/400 inflow box SSD | 149
300907 | ASK 450-500 inflow box SSD | 155
300908 | ASK 560/630 inflow box SSD | 232
300910 | ASK 710 inflow box SSD | 238
305203 | ASK/F 400 inflow box galv. | 200
305204 | ASK/F 450 inflow box galv. | 265
305205 | ASK/F 560 inflow box, galv. | 280
305206 | ASK/F 630 inflow box, galv. | 340
305207 | ASK/F 800 inflow box, galv. | 380
305208 | ASK/F 1000 inflow box, galv. | 490
5107 | ISE 200 Flexible connection | 53
5108 | ISE 225/250 Flexible connection | 54
5109 | ISE 280/315 Flexible connection | 64
5110 | ISE 355/400 Flexible connection | 71
5111 | ISE 450 Flexible connection | 94
5112 | ISE 500 Flexible connection | 95
5113 | ISE 560 Flexible connection | 105
1595 | USE 200 Flexible connection | 47
1596 | USE 225 Flexible connection | 49
1597 | USE 250 Flexible connection | 51
1598 | USE 280 Flexible connection | 54
1599 | USE 315 Flexible connection | 55
1600 | USE 355 Flexible connection | 57
1601 | USE 400 Flexible connection | 59
1602 | USE 450 Flexible connection | 62
5123 | USE 400CKS Flexible connection | 59
5124 | USE 500CKS Flexible connection | 65
9573 | ASS 190/225 flex. inl.con. DVS | 73
9575 | ASS 310/311 flex. inl.con. DVS | 96
9576 | ASS 355-500 flex. con. DVS | 111
9577 | ASS 560/630 flex. inl.con. DVS | 152
9578 | ASS 710 flex. inlet con. DVS | 216
9579 | ASS 800/900 flex. inl.con. DVN | 318
4830 | ASS-EX 310/311 flex. con. DVEX | 119
4831 | ASS-EX 355-500 flex. con. DVEX | 132
30597 | ASS-EX 560/630 flex. con. DVEX | 179
309948 | ASG/F 315-355 inflow box, galv. | 159
309949 | ASG/F 400-450 inflow box, galv. | 219
309950 | ASG/F 500-560 inflow box, galv. | 309
309951 | ASG/F 630 inflow box, galv. | 369
95215 | ASG/F 800 inflow box | 385
3716 | ASSV 400 Flex. conn. DVV | 141
3717 | ASSV 450 Flex. conn. DVV | 149
3718 | ASSV 560 Flex. conn. DVV | 153
3719 | ASSV 630 Flex. conn. DVV | 192
3720 | ASSV 800 Flex. conn. DVV | 227
3721 | ASSV 1000 Flex. conn. DVV | 247
3722 | ASSV/F 400 Flex. conn. DVV | 316
3723 | ASSV/F 450 Flexible connection DVV | 338
3724 | ASSV/F 560 Flexible connection DVV | 363
3725 | ASSV/F 630 Flexible connection DVV | 409
3726 | ASSV/F 800 Flexible connection DVV | 518
3727 | ASSV/F 1000 Flexible connection DVV | 654
4806 | ASSV-EX 630 DVV-EX Flexible connection | 231
4807 | ASSV-EX 800 DVV-EX Flexible connection | 263
4808 | ASSV-EX 1000 DVV-EX Flexible connection | 329
2705 | GFL 40-20 Counter flange | 49
2706 | GFL 50-25 Counter flange | 64
2707 | GFL 50-30 Counter flange | 65
2708 | GFL 60-30 Counter flange | 66
2709 | GFL 60-35 Counter flange | 67
2710 | GFL 70-40 Counter flange | 74
2711 | GFL 80-50 Counter flange | 96
6233 | RED 160-150 | 9.5
1537 | DS 30-15 Flexible connection | 30
1539 | DS 40-20 Flexible connection | 33
1542 | DS 50-25 Flexible connection | 37
1544 | DS 50-30 Flexible connection | 38
1547 | DS 60-30 Flexible connection | 40
1549 | DS 60-35 Flexible connection | 42
1551 | DS 70-40 Flexible connection | 44
1553 | DS 80-50 Flexible connection | 49
1555 | DS 100-50 Flexible connection | 54
13861 | DS 60-40 Flexible connection | 60
14150 | DS 70-30 Flexible connection | 52
14128 | DS 80-35 Flexible connection | 55
13777 | DS 80-40 Flexible connection | 66
3778 | DS 90-50 Flexible connection | 78
14158 | DS 100-35 Flexible connection | 58
3779 | DS 110-60 Flexible connection | 87
3780 | DS 120-60 Flexible connection | 91
4116 | DS-EX 50-25 Flex. connection | 119
4117 | DS-EX 50-30 Flex. connection | 123
4118 | DS-EX 60-30 Flex. connection | 127
4119 | DS-EX 60-35 Flex. connection | 127
4120 | DS-EX 70-40 Flex. connection | 141
5100 | DSK 45 Flexible Connection | 62
5102 | DSK 50 Flexible Connection | 65
5103 | DSK 55 Flexible Connection | 69
5104 | DSK 65 Flexible Connection | 75
5105 | DSK 70 Flexible Connection | 78
4196 | FGV 025/416-416 flex. conn. | 76
4175 | FGV 016/588-276 flex. conn. | 76
4191 | FGV 030/718-276 flex. conn. | 78
4193 | FGV 035/918-276 flex. conn. | 92
4212 | FGV 042/450-450 flex. conn. | 79
4605 | FGV 042/586-586 flex. conn. | 89
4197 | FGV 042/586-338 flex. conn. | 89
4198 | FGV 062/716-716 flex. conn. | 99
4609 | FGV 062/716-338 flex. conn. | 99
4606 | FGV 062/715-356 flex. conn. | 99
4217 | FGV 062/540-540 flex. conn. | 106
4199 | FGV 100/916-916 flex. conn. | 125
4220 | FGV 100/698-698 flex. conn. | 140
308411 | EV-315-EX AXC flex.conn. 60°C | 271
308412 | EV-355-EX AXC flex.conn. 60°C | 282
308413 | EV-400-EX AXC flex.conn. 60°C | 324
308414 | EV-450-EX AXC flex.conn. 60°C | 344
308415 | EV-500-EX AXC flex.conn. 60°C | 374
308416 | EV-560-EX AXC flex.conn. 60°C | 419
308417 | EV-630-EX AXC flex.conn. 60°C | 443
308418 | EV-710-EX AXC flex.conn. 60°C | 530
308419 | EV-800-EX AXC flex.conn. 60°C | 569
308420 | EV-900-EX AXC flex.conn. 60°C | 714
308421 | EV-1000-EX AXC flex.conn. 60°C | 748
308422 | EV-1120-EX AXC flex.conn. 60°C | 797
308423 | EV-1250-EX AXC flex.conn. 60°C | 863
3699 | ASFV 400 flange DVV | 42
3698 | ASFV 450 flange DVV | 47
3700 | ASFV V560/G315-450 flange | 52
3701 | ASFV 630 flange DVV | 59
3702 | ASFV V800/G630 flange | 80
3703 | ASFV 1000 flange DVV | 109
95219 | ASFV G800 flange | 155
311283 | MFA AXC/AM 315 mounting foot | 20
311284 | MFA AXC/AM 355 mounting foot | 22
311285 | MFA AXC/AM 400 mounting foot | 26
311286 | MFA AXC/AM 450 mounting foot | 28
311287 | MFA AXC/AM 500 mounting foot | 34
311288 | MFA AXC/AM 560 mounting foot | 36
311289 | MFA AXC/AM 630 mounting foot | 44
311290 | MFA AXC/AM 710 mounting foot | 82
311291 | MFA AXC/AM 800 mounting foot | 84
311292 | MFA AXC/AM 900 mounting foot | 104
311293 | MFA AXC/AM 1000 mounting foot | 122
311294 | MFA AXC/AM 1120 mounting foot | 142
311295 | MFA AXC/AM 1250 mounting foot | 166
311770 | MFA-AXC 1400 AM | 522
311771 | MFA-AXC 1600 AM | 778
310685 | SG AXC/AM 315 guard grill | 78
310686 | SG AXC/AM 355 guard grill | 80
310687 | SG AXC/AM 400 guard grill | 84
310688 | SG AXC/AM 450 guard grill | 86
310689 | SG AXC/AM 500 guard grill | 92
310690 | SG AXC/AM 560 guard grill | 104
310691 | SG AXC/AM 630 guard grill | 114
310692 | SG AXC/AM 710 guard grill | 194
310693 | SG AXC/AM 800 guard grill | 208
310694 | SG AXC/AM 900 guard grill | 232
310695 | SG AXC/AM 1000 guard grill | 308
310696 | SG AXC/AM 1120 guard grill | 388
310697 | SG AXC/AM 1250 guard grill | 432
310698 | SG AXC/AM 1400 guard grill | 504
310699 | SG AXC/AM 1600 guard grill | 542
8376 | GFL-AR/AXC 315 counter flange | 22
8377 | GFL-AR/AXC 355 counter flange | 26
8378 | GFL-AR/AXC 400 counter flange | 34
8379 | GFL-AR/AXC 450 counter flange | 36
8380 | GFL-AR/AXC 500 counter flange | 40
8381 | GFL-AR/AXC 560 counter flange | 52
8382 | GFL-AR/AXC 630 counter flange | 58
8383 | GFL-AR/AXC 710 counter flange | 90
8384 | GFL-AR/AXC 800 counter flange | 98
8385 | GFL-AR/AXC 900 counter flange | 112
8386 | GFL-AR/AXC 1000 counter flange | 154
300848 | GFL-AR/AXC 1120 counter flange | 212
8387 | GFL-AR/AXC 1250 counter flange | 214
300868 | GFL-AR/AXC 1400 counter flange | 580
300853 | GFL-AR/AXC 1600 counter flange | 620
8352 | EV-AR/AXC 315 flex.conn. 70°C | 84
8353 | EV-AR/AXC 355 flex.conn. 70°C | 86
8354 | EV-AR/AXC 400 flex.conn. 70°C | 124
8355 | EV-AR/AXC 450 flex.conn. 70°C | 126
8356 | EV-AR/AXC 500 flex.conn. 70°C | 128
8357 | EV-AR/AXC 560 flex.conn. 70°C | 160
8358 | EV-AR/AXC 630 flex.conn. 70°C | 186
8359 | EV-AR/AXC 710 flex.conn. 70°C | 256
8360 | EV-AR/AXC 800 flex.conn. 70°C | 258
8361 | EV-AXC 900 flex.conn. 70°C | 340
8362 | EV-AR/AXC 1000 flex.conn. 70°C | 506
300849 | EV-AXC 1120 flex.conn. 70°C | 658
8363 | EV-AXC 1250 flex.conn. 70°C | 670
300869 | EV-AXC 1400 flex.conn. 70°C | 1484
308346 | EV-AXC 1600 flex.conn. 70°C | 1732
8340 | SD 315-450 rubber mounts AXC | 16
8341 | SD 500-630 rubber mounts AXC | 20
8342 | SD 710-1000 rubber mounts AXC | 40
311438 | FSD1 spring-mount AXC/set | 192
305488 | FSD2 spring-mount AXC/set | 192
30546 | FSD3 spring-mount AXC/set | 192
30547 | FSD4 spring-mount AXC/set | 192
30548 | FSD5 spring-mounts AXC/set | 196
31513 | FSD6 spring-mounts AXC/set | 200
30568 | FSD7 spring-mount AXC/set | 200
31298 | FSD8 spring-mount AXC/set | 212
8316 | LRK 315(F) Air operation damper | 444
8317 | LRK 355(F) Air operation damper | 462
8318 | LRK 400(F) Air operation damper | 520
8319 | LRK 450(F) Air operation damper | 524
8320 | LRK 500(F) Air operation damper | 528
8321 | LRK 560(F) Air operation damper | 532
8322 | LRK 630(F) Air operation damper | 544
8323 | LRK 710(F) Air operation damper | 840
8324 | LRK 800(F) Air operation damper | 946
8325 | LRK 900(F) Air operation damper | 950
8326 | LRK 1000(F) Air operation damper | 1084
30459 | LRK 1120(F) air oper. damper | 1544
8327 | LRK 1250(F) Air operation damper | 1552
311214 | LRK 1400(F) air oper. damper | 3846
311215 | LRK 1600(F) air oper. damper | 4056
306750 | MP AXC 315-355 l=375 m.bracket | 74
306751 | MP AXC 400-450 l=450 m.bracket | 80
306752 | MP AXC 500 l=540 m. bracket | 96
311346 | RSA 315/315/070 (F) | 290
311349 | RSA 355/355/070 (F) | 326
311352 | RSA 400/400/070 (F) | 406
311355 | RSA 450/450/080 (F) | 486
311358 | RSA 500/500/080 (F) | 566
311361 | RSA 560/560/080 (F) | 646
311364 | RSA 630/630/080 (F) | 760
311369 | RSA 710/710/080 (F) | 880
311372 | RSA 800/800/100 (F) | 1034
311375 | RSA 900/900/100 (F) | 1194
311378 | RSA 1000/1000/100 (F) | 1348
311381 | RSA 1120/1120/100 (F) | 1508
311384 | RSA 1250/1250/100 (F) | 1746
311387 | RSA 1400/1400/100 (F) | 1980
311390 | RSA 1600/1600/100 (F) | 2972
311347 | RSA 315/472,5/070 (F) | 330
311350 | RSA 355/532,5/070 (F) | 378
311353 | RSA 400/600/070 (F) | 482
311356 | RSA 450/675/080 (F) | 582
311359 | RSA 500/750/080 (F) | 684
311362 | RSA 560/840/080 (F) | 784
311365 | RSA 630/945/080 (F) | 932
311370 | RSA 710/1065/080 (F) | 1086
311373 | RSA 800/1200/100 (F) | 1288
311376 | RSA 900/1350/100 (F) | 1488
311379 | RSA 1000/1500/100 (F) | 1690
311382 | RSA 1120/1680/100 (F) | 1892
311385 | RSA 1250/1875/100 (F) | 2194
311388 | RSA 1400/2100/100 (F) | 2494
311391 | RSA 1600/2400/100 (F) | 4458
311348 | RSA 315/630/070 (F) | 364
311351 | RSA 355/710/070 (F) | 426
311354 | RSA 400/800/070 (F) | 550
311357 | RSA 450/900/080 (F) | 672
311360 | RSA 500/1000/080 (F) | 796
311363 | RSA 560/1120/080 (F) | 920
311368 | RSA 630/1260/080 (F) | 1102
311371 | RSA 710/1420/080 (F) | 1288
311374 | RSA 800/1600/100 (F) | 1534
311377 | RSA 900/1800/100 (F) | 1782
311380 | RSA 1000/2000/100 (F) | 2028
311383 | RSA 1120/2240/100 (F) | 2274
311386 | RSA 1250/2500/100 (F) | 2644
311389 | RSA 1400/2800/100 (F) | 3014
311392 | RSA 1600/3200/100 (F) | 5944
311163 | EVH 250 flex.conn. AXC 400°C | 270
8364 | EVH 315 flex.conn. AXC 400°C | 270
8365 | EVH 355 flex.conn. AXC 400°C | 326
8366 | EVH 400 flex.conn. AXC 400°C | 362
8367 | EVH 450 flex.conn. AXC 400°C | 400
8368 | EVH 500 flex.conn. AXC 400°C | 436
8369 | EVH 560 flex.conn. AXC 400°C | 440
8370 | EVH 630 flex.conn. AXC 400°C | 498
8371 | EVH 710 flex.conn. AXC 400°C | 578
8372 | EVH 800 flex.conn. AXC 400°C | 628
8373 | EVH 900 flex.conn. AXC 400°C | 764
8374 | EVH 1000 flex.conn. AXC 400°C | 792
300850 | EVH 1120 flex.conn. AXC 400°C | 1054
8375 | EVH 1250 flex.conn. AXC 400°C | 1058
300870 | EVH 1400 flex.conn. AXC 400°C | 1780
300854 | EVH 1600 flex.conn. AXC 400°C | 1992
305256 | ESD-F 315 inlet cone AXC | 154
305257 | ESD-F 355 inlet cone AXC | 160
305258 | ESD-F 400 inlet cone AXC | 164
305259 | ESD-F 450 inlet cone AXC | 180
305260 | ESD-F 500 inlet cone AXC | 200
305261 | ESD-F 560 inlet cone AXC | 234
305262 | ESD-F 630 inlet cone AXC | 238
305263 | ESD-F 710 inlet cone AXC | 254
305264 | ESD-F 800 inlet cone AXC | 256
305265 | ESD-F 900 inlet cone AXC | 330
305266 | ESD-F 1000 inlet cone AXC | 496
303848 | ESD-F 1120 inlet cone AXC | 630
305267 | ESD-F 1250 inlet cone AXC | 700
300846 | ESD-F 1400 inlet cone AXC | 1052
300847 | ESD-F 1600 inlet cone AXC | 1828
310410 | SG AXC/AM 1800 guard grill | 1860
302950 | ABS 315 AXC outlet cowl | 414
302961 | ABS 355 AXC outlet cowl | 448
302952 | ABS 400 AXC outlet cowl | 494
302953 | ABS 450 AXC outlet cowl | 572
302954 | ABS 500 AXC outlet cowl | 652
302955 | ABS 560 AXC outlet cowl | 730
302956 | ABS 630 AXC outlet cowl | 820
302957 | ABS 710 AXC outlet cowl | 926
302958 | ABS 800 AXC outlet cowl | 1082
302959 | ABS 900 AXC outlet cowl | 1184
308737 | ABS 1000 AXC outlet cowl | 1470
311824 | ABS 1120 AXC outlet cowl | 1710
311235 | ABS 1250 AXC outlet cowl | 2000
311825 | ABS 1400 AXC outlet cowl | 2360
311826 | ABS 1600 AXC outlet cowl | 2810
311436 | ZSD1 spring-mount AXC/set | 658
308600 | ZSD2 spring-mount AXC/set | 658
308601 | ZSD3 spring-mount AXC/set | 658
308602 | ZSD4 spring-mount AXC/set | 658
308603 | ZSD5 spring-mount AXC/set | 658
308604 | ZSD6 spring-mount AXC/set | 658
308605 | ZSD7 spring-mount AXC/set | 658
309955 | ASSG/F 315-450 Flex. conn. DVG | 371
309956 | ASSG/F 500-560 Flex. conn. DVG | 495
309957 | ASSG/F 630 Flex. conn. DVG | 530
95214 | ASSG/F 800 Flex. conn. DVG | 825
31118 | ESDV 400 inlet cone DVV | 123
31119 | ESDV 450 inlet cone DVV | 130
31120 | ESDV 560 inlet cone DVV | 155
31121 | ESDV 630 inlet cone DVV | 182
31122 | ESDV 800 inlet cone DVV | 221
31123 | ESDV 1000 inlet cone DVV | 266
301392 | TDA DV 310/311 Adapter | 58
309230 | TDA DV 315 Adapter TFSK | 58
301393 | TDA DV 355/400 Adapter | 61
301394 | TDA DV 450/500 Adapter | 67
304815 | TDA DV 560/630 Adapter | 121
31290 | UGS 025/315 adapter flexible | 193
31291 | UGS 025/400 adapter flexible | 194
4356 | UGS 025/355 adapter flexible | 195
32850 | UGS 042/355 adapter flex. | 235
32851 | UGS 042/400 adapter flex. | 239
4357 | UGS 042/500 adapter flexible | 259
4358 | UGS 062/630 adapter flexible | 319
1607 | FK 100 Fast clamp | 7.5
1608 | FK 125 Fast clamp | 8
1609 | FK 150 Fast clamp | 8.5
1610 | FK 160 Fast clamp | 8.5
1611 | FK 200 Fast clamp | 9
1612 | FK 250 Fast clamp | 10
1613 | FK 315 Fast clamp | 12
1614 | FK 355 Fast clamp | 15
1615 | FK 400 Fast clamp | 18
1616 | FK 450 Fast clamp | 20
1617 | FK 500 Fast clamp | 22
2728 | WSD/KBT-1 Weather roof for motor | 50
2729 | WSD/KBT-2 Weather roof for motor | 60
30589 | WSG 40-20 Weather protection guard | 179
30590 | WSG 50-25 Weather protection guard | 186
30591 | WSG 50-30 Weather protection guard | 194
30592 | WSG 60x30 Weather protection guard | 208
30593 | WSG 60-35 Weather protection guard | 216
30594 | WSG 70-40 Weather protection guard | 241
30595 | WSG 80-50 Weather protection guard | 297
30596 | WSG 100-50 Weather protection guard | 331
4396 | WSG 016 weather protect. guard | 192
4361 | WSG 025 Weather protection guard | 168
4397 | WSG 030 weather protect. guard | 236
4362 | WSG 042 Weather protection guard | 254
4363 | WSG 062 Weather protection guard | 286
4364 | WSG 100 Weather protection guard | 391
4398 | WSG 127 weather protect. guard | 489
5606 | SG 100 Protection guard | 5.5
5607 | SG 125 Protection guard | 5.6
5555 | SG 150 Protection guard | 6.5
5608 | SG 160 Protection guard | 6.5
5609 | SG 200 Protection guard | 7.5
5610 | SG 250 Protection guard | 9
5611 | SG 315 Protection guard | 11.5
5612 | SG 355 Protection guard | 15
5613 | SG 400 Protection guard | 16
5614 | SG 450 Protection guard | 21
5615 | SG 500 Protection guard | 23
30094 | SG AR/AXC 315 Guard grill | 45
30095 | SG AR/AXC 350 Guard grill | 57
3399 | SG AR/AXC 400 Guard grill | 71
3400 | SG AR/AXC 450 Guard grill | 72
3401 | SG AR/AXC 500 Guard grill | 80
3402 | SG AR/AXC 560 Guard grill | 91
3403 | SG AR/AXC 630 Guard grill | 135
3404 | SG AR/AXC 710 Guard grill | 201
3405 | SG AR/AXC 800 Guard grill | 280
31540 | SG AR/AXC 900 Guard grill | 284
3406 | SG AR/AXC 1000 Guard grill | 286
31542 | SG AR/AXC 1120 Guard grill | 445
31541 | SG AR/AXC 1250 Guard grill | 628
3395 | SG AW 710 Guard grill (GFC) | 148
3397 | SG AW 800 Guard grill (GFC) | 220
301300 | SG AW 910 Guard grill (GFC) | 260
3398 | SG AW 1000 Guard 6 Pole (GFC) | 308
30600 | SG AW-D BGr 035, RAL 9005 | 76
30601 | SG AW-D BGr 040, RAL 9005 | 82
30602 | SG AW-D BGr 045/042, RAL 9005 | 86
30603 | SG AW-D BGr 050, RAL 9005 | 92
30604 | SG AW-D BGr 056, RAL 9005 | 113
30605 | SG AW-D BGr 065, RAL 9005 | 142
30606 | SG AW-D BGr 071, RAL 9005 | 151
300688 | WSD 025 (560x560x38) | 116
300689 | WSD 042 (730x730) | 139
300690 | WSD 062 (860x860) | 155
300691 | WSD 100 (1060x1060x40) Alum | 205
5581 | IGC-100 Intake grid | 10
5582 | IGC-125 Intake grid | 13
5583 | IGC-160 Intake grid | 18
5584 | IGC-200 Intake grid | 23
5585 | IGC-250 Intake grid | 39
5586 | IGC-315 Intake grid | 59
1630 | IGK-100 Wall Grid | 35
1631 | IGK-125 Wall Grid | 36
1632 | IGK-160 Wall Grid | 37
1633 | IGK-200 Wall Grid | 38
308870 | PZAL-150x150-S Alum.louver | 49
308871 | PZAL-200x200-S Alum.louver | 56
308872 | PZAL-250x250-S Alum.louver | 64
308874 | PZAL-300x150-S Alum.louver | 54
308873 | PZAL-300x300-S Alum.louver | 74
63037 | PZAL-350x350-S Alum.louver | 81
62894 | PZAL-400x200-S Alum.louver | 66
62898 | PZAL-400x400-S Alum.louver | 90
62905 | PZAL-450x450-S Alum.louver | 102
62909 | PZAL-500x250-S Alum.louver | 77
62910 | PZAL-500x300-S Alum.louver | 87
62915 | PZAL-500x500-S Alum.louver | 118
62924 | PZAL-600x300-S Alum.louver | 97
308884 | PZAL-600x350-S Alum.louver | 103
62333 | PZAL-600x600-S Alum.louver | 159
62940 | PZAL-710x400-S Alum.louver | 119
62943 | PZAL-710x710-S Alum.louver | 189
62953 | PZAL-800x500-S Alum.louver | 148
62835 | PZAL-1000x500-S Alum.louver | 170
43757 | UR-150x150 PZ Fixing frame | 11
43772 | UR-200x200 PZ Fixing frame | 14
43778 | UR-250x250 PZ Fixing frame | 15
43780 | UR-300x150 PZ Fixing frame | 12
43781 | UR-300x300 PZ Fixing frame | 16
44793 | UR-350x350 PZ Fixing frame | 17
43803 | UR-400x200 PZ Fixing frame | 16
43807 | UR-400x400 PZ Fixing frame | 18
43819 | UR-450x450 PZ Fixing frame | 19
43827 | UR-500x250 PZ Fixing frame | 17
43828 | UR-500x300 PZ Fixing frame | 18
43833 | UR-500x500 PZ Fixing frame | 19
43853 | UR-600x300 PZ Fixing frame | 19
43854 | UR-600x350 PZ Fixing frame | 19
43857 | UR-600x600 PZ Fixing frame | 22
43880 | UR-710x400 PZ Fixing frame | 21
43885 | UR-710x710 PZ Fixing frame | 24
43900 | UR-800x500 PZ Fixing frame | 22
43701 | UR-1000x500 PZ Fixing frame | 24
5636 | VK-10 Louvre shutter | 12
5638 | VK-12 Louvre shutter | 16
5605 | VK-15 Louvre shutter | 35
5639 | VK-20 Louvre shutter | 37
5640 | VK-25 Louvre shutter | 40
5641 | VK-30 Louvre shutter | 48
5642 | VK-35 Louvre shutter | 53
5643 | VK-40 Louvre shutter | 59
5645 | VK-45 Louvre shutter | 76
5646 | VK-50 Louvre shutter | 82
9951 | VK-56 shutter self adj. | 140
5651 | VK-63 Louvre shutter | 143
5653 | VK-71 Louvre shutter | 198
5654 | VK-80 Louvre shutter | 330
5656 | VK-90 Louvre shutter | 363
9964 | VK-100 shutter self adj. | 414
5644 | VK 40-20 Louvre shutter | 169
5647 | VK 50-25 Louvre shutter | 190
5648 | VK 50-30 Louvre shutter | 198
5649 | VK 60-30 Louvre shutter | 239
5650 | VK 60-35 Louvre shutter | 249
5652 | VK 70-40 Louvre shutter | 275
5655 | VK 80-50 Louvre shutter | 304
5637 | VK 100-50 Louvre shutter | 345
4029 | BS 140 Accessories kit | 24
4032 | BS 180 Accessories kit | 30
30507 | FTG 310/311 Tilting device | 132
30508 | FTG 355/400 Tilting device | 160
30248 | FTG 450-500 Tilting device | 180
30509 | FTG 560/630 Tilting device | 264
308724 | MFA-AXCBF 250 mounting foot | 29
308725 | MFA-AXCBF 315 mounting foot | 34
308726 | MFA-AXCBF 400 mounting foot | 36
308727 | MFA-AXCBF 500 mounting foot | 44
8328 | MFA-AR/AXC 315 mounting foot | 22
8329 | MFA-AR/AXC 355 mounting foot | 23
8330 | MFA-AR/AXC 400 mounting foot | 27
8331 | MFA-AR/AXC 450 mounting foot | 28
8332 | MFA-AR/AXC 500 mounting foot | 35
8333 | MFA-AR/AXC 560 mounting foot | 41
8334 | MFA-AR/AXC/BF 630 mounting foot | 47
8335 | MFA-AR/AXC 710 mounting foot | 73
8336 | MFA-AR/AXC/BF 800 mounting foot | 82
8337 | MFA-AR/AXC 900 mounting foot | 92
8338 | MFA-AR/AXC 1000 mounting foot | 105
8339 | MFA-AR/AXC 1250 mounting foot | 141
2720 | WBK 225/280 Wall bracket | 145
2721 | WBK 315/355 Wall bracket | 145
1556 | FKX 140/180 Bracket EX-fan | 8
8641 | MK FX4/12 Bracket | 8
303824 | MP 315-400 mounting bracket | 84
303825 | MP 450-500 mounting bracket | 96
303827 | MP 560-630 mounting bracket | 142
303829 | MP 710 mounting bracket | 142
303830 | MP 800 mounting bracket | 150
303831 | MP 900 mounting bracket | 152
303821 | MP 1000 mounting bracket | 219
303822 | MP 1250 mounting bracket | 284
2727 | ALS-KBT drain plug | 136
311780 | CCM inlet MUB042 d400 | 69
311781 | CCM inlet MUB042 d500 | 79
311782 | CCM inlet MUB062 d560 | 94
311783 | CCM inlet MUB062 d630 | 97
311682 | CCM outlet MUB042 d400 | 107
311683 | CCM outlet MUB042 d500 | 111
311684 | CCM outlet MUB062 d560 | 125
311681 | CCM outlet MUB062 d630 | 134
311562 | CCMI outlet MUB042 d400 insul. | 171
311565 | CCMI outlet MUB042 d500 insul. | 180
311563 | CCMI outlet MUB062 d560 insul. | 217
311564 | CCMI outlet MUB062 d630 insul. | 221
32571 | SDM Service Door MUB 025 comp. | 118
32572 | SDM Service Door MUB 042 comp. | 126
32573 | SDM Service Door MUB 062 comp. | 149
40026 | Optima-R-08-BLC1 VAV Non-Insul | 474
40028 | Optima-R-10-BLC1 VAV Non-Insul | 477
40029 | Optima-R-12-BLC1 VAV Non-Insul | 482
40034 | Optima-R-14-BLC1 VAV Non-Insul | 486
40039 | Optima-R-16-BLC1 VAV Non-Insul | 489
40048 | Optima-R-18-BLC1 VAV Non-Insul | 494
40050 | Optima-R-20-BLC1 VAV Non-Insul | 500
40051 | Optima-R-22-BLC1 VAV Non-Insul | 511
40075 | Optima-R-25-BLC1 VAV Non-Insul | 515
40080 | Optima-R-28-BLC1 VAV Non-Insul | 528
40096 | Optima-R-31-BLC1 VAV Non-Insul | 536
40102 | Optima-R-35-BLC1 VAV Non-Insul | 556
40103 | Optima-R-40-BLC1 VAV Non-Insul | 708
40108 | Optima-R-50-BLC1 VAV Non-Insul | 741
40114 | Optima-R-63-BLC1 VAV Non-Insul | 780
40121 | Optima-RI-08-BLC1 VAV Insul | 508
40124 | Optima-RI-10-BLC1 VAV Insul | 511
40176 | Optima-RI-12-BLC1 VAV Insul | 533
40263 | Optima-RI-14-BLC1 VAV Insul | 537
40330 | Optima-RI-16-BLC1 VAV Insul | 542
40351 | Optima-RI-18-BLC1 VAV Insul | 558
40352 | Optima-RI-20-BLC1 VAV Insul | 587
40355 | Optima-RI-22-BLC1 VAV Insul | 600
40395 | Optima-RI-25-BLC1 VAV Insul | 608
40397 | Optima-RI-28-BLC1 VAV Insul | 624
40468 | Optima-RI-31-BLC1 VAV Insul | 636
40494 | Optima-RI-35-BLC1 VAV Insul | 701
40868 | Optima-RI-40-BLC1 VAV Insul | 859
40869 | Optima-RI-50-BLC1 VAV Insul | 909
40902 | Optima-RI-63-BLC1 VAV Insul | 969
41142 | Optima-RS-10-BLC1 VAV Int-Ins | 691
41259 | Optima-RS-12-BLC1 VAV Int-Ins | 695
41260 | Optima-RS-14-BLC1 VAV Int-Ins | 701
41261 | Optima-RS-16-BLC1 VAV Int-Ins | 720
41997 | Optima-RS-18-BLC1 VAV Int-Ins | 727
41998 | Optima-RS-20-BLC1 VAV Int-Ins | 765
42450 | Optima-RS-25-BLC1 VAV Int-Ins | 802
42451 | Optima-RS-31-BLC1 VAV Int-Ins | 907
42452 | Optima-RS-40-BLC1 VAV Int-Ins | 1122
1308 | Cirrus-1200-2-1 Chilled Beam | 829
1323 | Cirrus-1200-2-2 Chilled Beam | 897
1327 | Cirrus-1200-4-1 Chilled Beam | 845
1853 | Cirrus-1200-4-2 Chilled Beam | 913
1312 | Cirrus-1800-2-1 Chilled Beam | 1127
1324 | Cirrus-1800-2-2 Chilled Beam | 1175
1849 | Cirrus-1800-4-1 Chilled Beam | 1123
1854 | Cirrus-1800-4-2 Chilled Beam | 1349
1320 | Cirrus-2400-2-1 Chilled Beam | 1469
1325 | Cirrus-2400-2-2 Chilled Beam | 1631
1851 | Cirrus-2400-4-1 Chilled Beam | 1509
1881 | Cirrus-2400-4-2 Chilled Beam | 1647
1321 | Cirrus-3000-2-1 Chilled Beam | 1794
1326 | Cirrus-3000-2-2 Chilled Beam | 1976
1852 | Cirrus-3000-4-1 Chilled Beam | 1834
1894 | Cirrus-3000-4-2 Chilled Beam | 1992
1228 | Stratus-66-2 Chilled cassette | 642
1233 | Stratus-66-4 Chilled cassette | 675
1295 | Stratus-126-2 Chilled cassette | 1061
1299 | Stratus-126-4 Chilled cassette | 1083
305672 | EVH 315 flex.conn. HA 600°/set | 569
305673 | EVH 355 flex.conn. HA 600°/set | 620
305674 | EVH 400 flex.conn. HA 600°/set | 670
305675 | EVH 450 flex.conn. HA 600°/set | 714
305676 | EVH 500 flex.conn. HA 600°/set | 762
305677 | EVH 560 flex.conn. HA 600°/set | 827
305678 | EVH 630 flex.conn. HA 600°/set | 898
305679 | EVH 710 flex.conn. HA 600°/set | 1024
305680 | EVH 800 flex.conn. HA 600°/set | 1093
305682 | EVH 1000 flex.conn.HA 600°/set | 1643
305683 | EVH 1250 flex.conn.HA 600°/set | 2041
6934 | MR-100 19L/S Const.airflowdev | 57
35260 | RDA-80/30m3/h Cons.vol. reg | 32
35261 | RDA-80/45m?/h Cons.vol. reg | 32
35266 | RDA-100/30m?/h Cons.vol. reg | 39
35270 | RDA-100/75m?/h Cons.vol. reg | 39
35271 | RDA-100/90m?/h Cons.vol. reg | 39
35275 | RDA-125/30m?/h Cons.vol. reg | 48
35279 | RDA-125/150m?/h Cons.vol. reg | 48
35280 | RDA-125/180m?/h Cons.vol. reg | 48
35291 | RDA-160/150m?/h Cons.vol. reg | 70
35292 | RDA-160/180m?/h Cons.vol. reg | 70
35294 | RDA-160/240m?/h Cons.vol. reg | 70
35212 | RDA 125/90m3 Cons.vol. reg | 48
12461 | VR 400 EV/B /3 Heat rec. unit | 2790
12461 | VR 400 EV/B /3 Heat rec. unit | 2790
203570 | Belt Pulley Topvex | 105
205617 | Belt with hole O6.3mm | 19
206906 | Belt with hole O6.3mm green | 26
204938 | Cable feed Controller T08 | 19
204939 | Cable feed motor 230V | 95
201290 | Capacitor 12µF 450V 50/60Hz | 7.5
201292 | Capacitor 16µF 450V 50/60Hz | 12
K2342 | CE Controller+Frames+Cable 12m | 300
202434 | Circ. Connection O125 punched | 15
202441 | Circ. Connection O160 punched | 18
202443 | Circ. Connection O200 punched | 20
202149 | Circ. Connection O315 punched | 40
206038 | Circ. Connection O630 H=80 | 80
202955 | Contactor K6-22Z 24V | 58
107115 | Contr. door compl VR 700 DCV | 450
14100 | Control panel for TA-Mini | 790
7950 | Controlun. Corrigo E17/19S-LON | 1000
7949 | Controlunit Corrigo E15S-LON | 1000
204232 | Controlunit Corrigo E16S | 500
203949 | Controlunit E15S | 450
204950 | Controlunit E17S | 550
205790 | Controlunit E28 | 850
205791 | Controlunit E28-LON | 1050
204418 | Controlunit E28-V-LON | 1050
205792 | Controlunit E28-WEB | 1050
206723 | Controlunit E28 LON | 1050
14346 | Corrigo E28-V without display | 850
13368 | CV40-90-3E Heater 9000W D400 | 345
206905 | Diff. pressure transm. DTL310 | 670
206904 | Diff. pressure transm. DTL1025 | 645
12987 | Door extract air VX EV L | 100
110073 | Door VR/VX 400/700 EV | 112
12865 | Element 3000W/230V 085/1.3230 | 110
12896 | Exch.block300-440 1000-2000/N5 | 565
106745 | Fan motor compl VR 700 DCV | 1246
14222 | Fan motor complete VR 400 E/EV | 320
14269 | Fan motor complete VR 700 E | 710
12608 | Fan motor complete VVX700 TF/E | 590
12606 | Fan motor complete VX 400 E | 250
104646 | Fan motor complete VX 400 EV | 340
110279 | Fan mounted FR06-08 | 2239
107224 | Fan mounted SR06/07 TR06/09 | 4476
5923 | Fanmotor compl.VX/VR-700EV,TFV | 705
303508 | filter bag F5/592x592/360-6 | 75
6820 | Frame for week timer (173 417) | 8
12275 | Frame for week timer (7592 H) | 11
K2500 | Frame for week timer package | 11
12981 | Front side panel VR right | 106
12988 | Front side panel el.b. VX EV L | 670
12011 | Mounting bracket compl L=900mm | 65
103681 | Guideplate heater Rotovex 4800 | 40
204843 | Heat Controller TTC-OEMUT/PP | 499
5913 | Heat exchanger 300-260/2,2 | 450
5678 | Heat exchanger VVX-250 | 300
5910 | Heat rod 1000W/230V 085/1.1210 | 60
5911 | Heat.rod 1670W/230V 085/1.2500 | 85
203894 | Heater TA-650 8kW | 2300
203895 | Heater TA-1100 13kW | 3665
203520 | Heating Rod 1000W 230V Topvex | 45
202374 | Heating Rod 1850W 230V | 30
107417 | Insp.hatch VX EV/VR 700 EV | 285
205618 | Joint nipple for 205617/206906 | 5.8
210029 | LEW 030-020 heating coil 2RR | 725
210033 | LEW 042-020 heating coil 2RR | 880
210034 | LEW 062-020 heating coil 2RR | 1250
4002 | Louvre Shutter 300x300 | 196
5569 | Louvre Shutter 500x400 | 243
204219 | Louvre shutter 900x250 | 243
6745 | Louvre Shutter Special 600x800 | 387
3979 | MU-COR-LG-0XL | 1400
5600 | Overheat.prot RB&RBM&RBK aut | 124
202704 | Pressureguard LGW 3A2 | 151
205671 | Print card PCU-EC (Control) | 290
206830 | Print card PCU-EC(SP VR700) | 300
205672 | Print card PCU-PB1 (Heater) | 237
14374 | Print card VR 400/700 E/EV /6* | 768
14246 | Print card VR250 EH/B/3* | 770
12942 | Print card VX 400 E/EV | 616
12943 | Print card VX 700 E/EV | 835
204844 | Pulser OEMV/PP | 155
6051 | R-DK4 KT Transformer (302568) | 875
203325 | RE22P-4DK.4Y.1R ATEX (131239) | 761
12828 | RE25P-4EK.4F.1R Fan motor | 660
12831 | RE28P-4DK.4I.2R Fan motor | 781
200054 | RE28P-4DK.6F.1R 400V (102304) | 753
200057 | RE31P-4DK.6K.1R (102306) | 987
200059 | RE35P-4DK.7M.1R 400V (100417) | 1650
200062 | RE40P-4DK.7Q.1R 400V(128830) | 2100
200064 | RE45P-6DK.7Q.1R 400V(128827) | 1597
300504 | RH31M-2DK.3F.2R ZA:209227 | 1077.4
201141 | RH35A-4EK.4F.AR(130168) | 908
201145 | RH40A-4DK.4I.AR(120977) | 1040
201146 | RH40A-4EK.4I.AR (123289) | 1040
310418 | RH40V-VDK.4C.1R | 778
201147 | RH45A-4DK.6F.AR(122988) | 1250
200026 | RH45M-4EK.4I.1R 230V (200518) | 1123
201148 | RH50A-4DK.6N.AR (121686) | 1411
310427 | RH50V-SDK.4F.1R ZA:153306 | 625
310424 | RH50V-VDK.4I.1R | 780
201150 | RH56A-4DK.7M.AR (121687) | 2145
310499 | RH56V-VDK.6K.1R | 1303
200553 | RM45D-4DK.6C.1R 400/50(112620) | 1300
200551 | RM45D-4EK.6F.1R 230V (112619) | 1395
200075 | RM50D-4DK.6F.1R 400V (128746) | 1608
106398 | Rot.guard replacement kit E/EV | 923
14375 | Rotor motor assembly VR 400 | 467
14364 | Rotor motor w. susp. VR-700 | 606
103421 | Rotor mounted TR/SR04 | 2537.48
108581 | Rotor mounted TR03, SR03 | 1805
202701 | Rotorcontrol | 2050
203532 | Rotormotor 25W | 503.2
14283 | Rotormotor asynkron | 310
202697 | Rotormotor RV | 650
5539 | RT 03-85 Bagfilter | 80
E3047 | RU Product catalogue 2009-2010 | 9
930638 | Service switch 40A,8P,1NO+1NC | 323
111652 | Side duct cover SAVE VTC 300 | 360
204842 | Signal converter | 255
7669 | Spare filter TA1/TA2 F748V04 | 169
202623 | Temp.limiter 55.13521.050 | 32
203959 | Temp.sensor 1,5m cable | 67
203960 | Temp.sensor 8m cable | 86
204199 | TG-B1/PT1000 incl 2,5 m cable | 90
14216 | Trafo 9517-B* | 151
203561 | Transformer (7786-0010) | 258
204399 | Transformer 230V 1-phase | 323
5880 | Transformer 9341 | 135
204393 | Transformer Maxi 400V 3-Phase | 509
203897 | Transformer TA-2000/3000 | 743
203899 | Transformer TA-4500 | 960
204841 | Triac 25A | 60
14208 | Water coil Maxi 1100 HW | 903
12949 | Water coil Maxi 1500/2000HW | 1006
202685 | Water coil Rotov. SR11/E/IAQ L | 1320
205953 | Water coil Rotovex SR11 H | 1755
203890 | Water coil TA-1500 | 800
203891 | Water coil TA-2000 | 890
203892 | Water coil TA-3000 | 1083.87
203893 | Water coil TA-4500 | 1281
206403 | Water coil TA15 | 1729
206404 | Water coil TA20 | 2000
206405 | Water coil TA25 | 2348
201720 | Water coil VBF 315-400 | 265